## Sheet1
categorie | tag_number | v_manufacturer | v_model | v_model_type | arh | v_arh | sil_required | v_sil_level | time_open_to_close | v_time_open_to_close | time_close_to_open | v_time_close_to_open | v_safety_factor | v_valve_max_torque | v_actuator_min_torque | v_actuator_max_torque | v_min_stem_share_torque | v_valve_mast | failure_position | v_failure_position | actuator_type | v_actuator_type | body_type | v_body_type | body_material | v_body_material | v_valve_size | vlv_rating | v_vlv_rating | finishing_connection | v_finishing_connection | control_schematic_number | v_control_schematic_number | fire_proofing | v_fire_proofing | v_air_volume_tank | deviation | v_deviation | plant_name | area_name | unit_num | unit_name | centre
Control Valve | 100SCV -3201A | VTA | VTA | VTA |  | VTA |  | VTA |  | VTA |  | VTA | VTA | VTA (Nm) | VTA (Nm) | VTA (Nm) | VTA (Nm) | VTA (Nm) | Close | VTA |  | VTA |  | VTA |  | VTA | VTA |  | VTA |  | VTA |  | VTA |  | VTA | VTA |  | VTA | F001 | PR01 | 10000 | Feed Gas Receiving and Condensate Stabilisation | IR1SB
Control Valve | 100UCV -1621 | VTA | VTA | VTA |  | VTA |  | VTA |  | VTA |  | VTA | VTA | VTA (Nm) | VTA (Nm) | VTA (Nm) | VTA (Nm) | VTA (Nm) | Open | VTA |  | VTA |  | VTA |  | VTA | VTA |  | VTA |  | VTA |  | VTA |  | VTA | VTA |  | VTA | F001 | PR01 | 10000 | Feed Gas Receiving and Condensate Stabilisation | IR1SB
Control Valve | 100UCV -1611 | VTA | VTA | VTA |  | VTA |  | VTA |  | VTA |  | VTA | VTA | VTA (Nm) | VTA (Nm) | VTA (Nm) | VTA (Nm) | VTA (Nm) | Open | VTA |  | VTA |  | VTA |  | VTA | VTA |  | VTA |  | VTA |  | VTA |  | VTA | VTA |  | VTA | F001 | PR01 | 10000 | Feed Gas Receiving and Condensate Stabilisation | IR1SB
Control Valve | 100PDCV -3282 | VTA | VTA | VTA |  | VTA |  | VTA |  | VTA |  | VTA | VTA | VTA (Nm) | VTA (Nm) | VTA (Nm) | VTA (Nm) | VTA (Nm) | Open | VTA |  | VTA |  | VTA |  | VTA | VTA |  | VTA |  | VTA |  | VTA |  | VTA | VTA |  | VTA | F001 | PR01 | 10000 | Feed Gas Receiving and Condensate Stabilisation | IR1SB
Control Valve | 100PDCV -3283 | VTA | VTA | VTA |  | VTA |  | VTA |  | VTA |  | VTA | VTA | VTA (Nm) | VTA (Nm) | VTA (Nm) | VTA (Nm) | VTA (Nm) | Open | VTA |  | VTA |  | VTA |  | VTA | VTA |  | VTA |  | VTA |  | VTA |  | VTA | VTA |  | VTA | F001 | PR01 | 10000 | Feed Gas Receiving and Condensate Stabilisation | IR1SB
Control Valve | 100PCV -3286 | VTA | VTA | VTA |  | VTA |  | VTA |  | VTA |  | VTA | VTA | VTA (Nm) | VTA (Nm) | VTA (Nm) | VTA (Nm) | VTA (Nm) | Open | VTA |  | VTA |  | VTA |  | VTA | VTA |  | VTA |  | VTA |  | VTA |  | VTA | VTA |  | VTA | F001 | PR01 | 10000 | Feed Gas Receiving and Condensate Stabilisation | IR1SB
Control Valve | 100TCV -3234 | VTA | VTA | VTA |  | VTA |  | VTA |  | VTA |  | VTA | VTA | VTA (Nm) | VTA (Nm) | VTA (Nm) | VTA (Nm) | VTA (Nm) | Open | VTA |  | VTA |  | VTA |  | VTA | VTA |  | VTA |  | VTA |  | VTA |  | VTA | VTA |  | VTA | F001 | PR01 | 10000 | Feed Gas Receiving and Condensate Stabilisation | IR1SB
Control Valve | 100PDCV -3288 | VTA | VTA | VTA |  | VTA |  | VTA |  | VTA |  | VTA | VTA | VTA (Nm) | VTA (Nm) | VTA (Nm) | VTA (Nm) | VTA (Nm) | Open | VTA |  | VTA |  | VTA |  | VTA | VTA |  | VTA |  | VTA |  | VTA |  | VTA | VTA |  | VTA | F001 | PR01 | 10000 | Feed Gas Receiving and Condensate Stabilisation | IR1SB
Control Valve | 100PCV -3289 | VTA | VTA | VTA |  | VTA |  | VTA |  | VTA |  | VTA | VTA | VTA (Nm) | VTA (Nm) | VTA (Nm) | VTA (Nm) | VTA (Nm) | Open | VTA |  | VTA |  | VTA |  | VTA | VTA |  | VTA |  | VTA |  | VTA |  | VTA | VTA |  | VTA | F001 | PR01 | 10000 | Feed Gas Receiving and Condensate Stabilisation | IR1SB
Control Valve | 100TCV -1085 | VTA | VTA | VTA |  | VTA |  | VTA |  | VTA |  | VTA | VTA | VTA (Nm) | VTA (Nm) | VTA (Nm) | VTA (Nm) | VTA (Nm) | Close | VTA |  | VTA |  | VTA |  | VTA | VTA |  | VTA |  | VTA |  | VTA |  | VTA | VTA |  | VTA | F001 | PR01 | 10000 | Feed Gas Receiving and Condensate Stabilisation | IR1SB
Control Valve | 100TCV -1213 | VTA | VTA | VTA |  | VTA |  | VTA |  | VTA |  | VTA | VTA | VTA (Nm) | VTA (Nm) | VTA (Nm) | VTA (Nm) | VTA (Nm) | Close | VTA |  | VTA |  | VTA |  | VTA | VTA |  | VTA |  | VTA |  | VTA |  | VTA | VTA |  | VTA | F001 | PR01 | 10000 | Feed Gas Receiving and Condensate Stabilisation | IR1SB
Control Valve | 100TCV -1013 | VTA | VTA | VTA |  | VTA |  | VTA |  | VTA |  | VTA | VTA | VTA (Nm) | VTA (Nm) | VTA (Nm) | VTA (Nm) | VTA (Nm) | Close | VTA |  | VTA |  | VTA |  | VTA | VTA |  | VTA |  | VTA |  | VTA |  | VTA | VTA |  | VTA | F001 | PR01 | 10000 | Feed Gas Receiving and Condensate Stabilisation | IR1SB
Control Valve | 100FCV -1209 | VTA | VTA | VTA |  | VTA |  | VTA |  | VTA |  | VTA | VTA | VTA (Nm) | VTA (Nm) | VTA (Nm) | VTA (Nm) | VTA (Nm) | Close | VTA |  | VTA |  | VTA |  | VTA | VTA |  | VTA |  | VTA |  | VTA |  | VTA | VTA |  | VTA | F001 | PR01 | 10000 | Feed Gas Receiving and Condensate Stabilisation | IR1SB
Control Valve | 100FCV -1009 | VTA | VTA | VTA |  | VTA |  | VTA |  | VTA |  | VTA | VTA | VTA (Nm) | VTA (Nm) | VTA (Nm) | VTA (Nm) | VTA (Nm) | Close | VTA |  | VTA |  | VTA |  | VTA | VTA |  | VTA |  | VTA |  | VTA |  | VTA | VTA |  | VTA | F001 | PR01 | 10000 | Feed Gas Receiving and Condensate Stabilisation | IR1SB
Control Valve | 100PCV -1011C | VTA | VTA | VTA |  | VTA |  | VTA |  | VTA | 033480Z | VTA | VTA | VTA (Nm) | VTA (Nm) | VTA (Nm) | VTA (Nm) | VTA (Nm) | Close | VTA |  | VTA |  | VTA |  | VTA | VTA |  | VTA |  | VTA |  | VTA |  | VTA | VTA |  | VTA | F001 | PR01 | 10000 | Feed Gas Receiving and Condensate Stabilisation | IR1SB
Severe service cv | 100TCV -1077 | VTA | VTA | VTA |  | VTA |  | VTA |  | VTA | 061432X | VTA | VTA | VTA (Nm) | VTA (Nm) | VTA (Nm) | VTA (Nm) | VTA (Nm) | Open | VTA |  | VTA |  | VTA |  | VTA | VTA |  | VTA |  | VTA |  | VTA |  | VTA | VTA |  | VTA | F001 | PR01 | 10000 | Feed Gas Receiving and Condensate Stabilisation | IR1SB
Control Valve | 100FCV -1003 | VTA | VTA | VTA |  | VTA |  | VTA |  | VTA | 011261S | VTA | VTA | VTA (Nm) | VTA (Nm) | VTA (Nm) | VTA (Nm) | VTA (Nm) | Close | VTA |  | VTA |  | VTA |  | VTA | VTA |  | VTA |  | VTA |  | VTA |  | VTA | VTA |  | VTA | F001 | PR01 | 10000 | Feed Gas Receiving and Condensate Stabilisation | IR1SB
Severe service cv | 100PCV -1003 | VTA | VTA | VTA |  | VTA |  | VTA |  | VTA | 063833X | VTA | VTA | VTA (Nm) | VTA (Nm) | VTA (Nm) | VTA (Nm) | VTA (Nm) | Close | VTA |  | VTA |  | VTA |  | VTA | VTA |  | VTA |  | VTA |  | VTA |  | VTA | VTA |  | VTA | F001 | PR01 | 10000 | Feed Gas Receiving and Condensate Stabilisation | IR1SB
Severe service cv | 100LCV -1002 | VTA | VTA | VTA |  | VTA |  | VTA |  | VTA | 063833E | VTA | VTA | VTA (Nm) | VTA (Nm) | VTA (Nm) | VTA (Nm) | VTA (Nm) | Close | VTA |  | VTA |  | VTA |  | VTA | VTA |  | VTA |  | VTA |  | VTA |  | VTA | VTA |  | VTA | F001 | PR01 | 10000 | Feed Gas Receiving and Condensate Stabilisation | IR1SB
Severe service cv | 100LCV -1002 | VTA | VTA | VTA |  | VTA |  | VTA |  | VTA | 063833E | VTA | VTA | VTA (Nm) | VTA (Nm) | VTA (Nm) | VTA (Nm) | VTA (Nm) | Close | VTA |  | VTA |  | VTA |  | VTA | VTA |  | VTA |  | VTA |  | VTA |  | VTA | VTA |  | VTA | F001 | PR01 | 10000 | Feed Gas Receiving and Condensate Stabilisation | IR1SB
Severe service cv | 100LCV -1002 | VTA | VTA | VTA |  | VTA |  | VTA |  | VTA | 063833E | VTA | VTA | VTA (Nm) | VTA (Nm) | VTA (Nm) | VTA (Nm) | VTA (Nm) | Close | VTA |  | VTA |  | VTA |  | VTA | VTA |  | VTA |  | VTA |  | VTA |  | VTA | VTA |  | VTA | F001 | PR01 | 10000 | Feed Gas Receiving and Condensate Stabilisation | IR1SB
Severe service cv | 100LCV -1002 | VTA | VTA | VTA |  | VTA |  | VTA |  | VTA | 063833E | VTA | VTA | VTA (Nm) | VTA (Nm) | VTA (Nm) | VTA (Nm) | VTA (Nm) | Close | VTA |  | VTA |  | VTA |  | VTA | VTA |  | VTA |  | VTA |  | VTA |  | VTA | VTA |  | VTA | F001 | PR01 | 10000 | Feed Gas Receiving and Condensate Stabilisation | IR1SB
Severe service cv | 100LCV -1002 | VTA | VTA | VTA |  | VTA |  | VTA |  | VTA | 063833E | VTA | VTA | VTA (Nm) | VTA (Nm) | VTA (Nm) | VTA (Nm) | VTA (Nm) | Close | VTA |  | VTA |  | VTA |  | VTA | VTA |  | VTA |  | VTA |  | VTA |  | VTA | VTA |  | VTA | F001 | PR01 | 10000 | Feed Gas Receiving and Condensate Stabilisation | IR1SB
Severe service cv | 100LCV -1002 | VTA | VTA | VTA |  | VTA |  | VTA |  | VTA | 063833E | VTA | VTA | VTA (Nm) | VTA (Nm) | VTA (Nm) | VTA (Nm) | VTA (Nm) | Close | VTA |  | VTA |  | VTA |  | VTA | VTA |  | VTA |  | VTA |  | VTA |  | VTA | VTA |  | VTA | F001 | PR01 | 10000 | Feed Gas Receiving and Condensate Stabilisation | IR1SB
Severe service cv | 100LCV -1002 | VTA | VTA | VTA |  | VTA |  | VTA |  | VTA | 063833E | VTA | VTA | VTA (Nm) | VTA (Nm) | VTA (Nm) | VTA (Nm) | VTA (Nm) | Close | VTA |  | VTA |  | VTA |  | VTA | VTA |  | VTA |  | VTA |  | VTA |  | VTA | VTA |  | VTA | F001 | PR01 | 10000 | Feed Gas Receiving and Condensate Stabilisation | IR1SB
Severe service cv | 100LCV -1002 | VTA | VTA | VTA |  | VTA |  | VTA |  | VTA | 063833E | VTA | VTA | VTA (Nm) | VTA (Nm) | VTA (Nm) | VTA (Nm) | VTA (Nm) | Close | VTA |  | VTA |  | VTA |  | VTA | VTA |  | VTA |  | VTA |  | VTA |  | VTA | VTA |  | VTA | F001 | PR01 | 10000 | Feed Gas Receiving and Condensate Stabilisation | IR1SB
Severe service cv | 100LCV -1002 | VTA | VTA | VTA |  | VTA |  | VTA |  | VTA | 063833E | VTA | VTA | VTA (Nm) | VTA (Nm) | VTA (Nm) | VTA (Nm) | VTA (Nm) | Close | VTA |  | VTA |  | VTA |  | VTA | VTA |  | VTA |  | VTA |  | VTA |  | VTA | VTA |  | VTA | F001 | PR01 | 10000 | Feed Gas Receiving and Condensate Stabilisation | IR1SB
Severe service cv | 100LCV -1001 | VTA | VTA | VTA |  | VTA |  | VTA |  | VTA | 063833E | VTA | VTA | VTA (Nm) | VTA (Nm) | VTA (Nm) | VTA (Nm) | VTA (Nm) | Close | VTA |  | VTA |  | VTA |  | VTA | VTA |  | VTA |  | VTA |  | VTA |  | VTA | VTA |  | VTA | F001 | PR01 | 10000 | Feed Gas Receiving and Condensate Stabilisation | IR1SB
Severe service cv | 100LCV -1001 | VTA | VTA | VTA |  | VTA |  | VTA |  | VTA | 063833E | VTA | VTA | VTA (Nm) | VTA (Nm) | VTA (Nm) | VTA (Nm) | VTA (Nm) | Close | VTA |  | VTA |  | VTA |  | VTA | VTA |  | VTA |  | VTA |  | VTA |  | VTA | VTA |  | VTA | F001 | PR01 | 10000 | Feed Gas Receiving and Condensate Stabilisation | IR1SB
Severe service cv | 100LCV -1001 | VTA | VTA | VTA |  | VTA |  | VTA |  | VTA | 063833E | VTA | VTA | VTA (Nm) | VTA (Nm) | VTA (Nm) | VTA (Nm) | VTA (Nm) | Close | VTA |  | VTA |  | VTA |  | VTA | VTA |  | VTA |  | VTA |  | VTA |  | VTA | VTA |  | VTA | F001 | PR01 | 10000 | Feed Gas Receiving and Condensate Stabilisation | IR1SB
Severe service cv | 100LCV -1001 | VTA | VTA | VTA |  | VTA |  | VTA |  | VTA | 063833E | VTA | VTA | VTA (Nm) | VTA (Nm) | VTA (Nm) | VTA (Nm) | VTA (Nm) | Close | VTA |  | VTA |  | VTA |  | VTA | VTA |  | VTA |  | VTA |  | VTA |  | VTA | VTA |  | VTA | F001 | PR01 | 10000 | Feed Gas Receiving and Condensate Stabilisation | IR1SB
Severe service cv | 100LCV -1001 | VTA | VTA | VTA |  | VTA |  | VTA |  | VTA | 063833E | VTA | VTA | VTA (Nm) | VTA (Nm) | VTA (Nm) | VTA (Nm) | VTA (Nm) | Close | VTA |  | VTA |  | VTA |  | VTA | VTA |  | VTA |  | VTA |  | VTA |  | VTA | VTA |  | VTA | F001 | PR01 | 10000 | Feed Gas Receiving and Condensate Stabilisation | IR1SB
Severe service cv | 100LCV -1001 | VTA | VTA | VTA |  | VTA |  | VTA |  | VTA | 063833E | VTA | VTA | VTA (Nm) | VTA (Nm) | VTA (Nm) | VTA (Nm) | VTA (Nm) | Close | VTA |  | VTA |  | VTA |  | VTA | VTA |  | VTA |  | VTA |  | VTA |  | VTA | VTA |  | VTA | F001 | PR01 | 10000 | Feed Gas Receiving and Condensate Stabilisation | IR1SB
Severe service cv | 100LCV -1001 | VTA | VTA | VTA |  | VTA |  | VTA |  | VTA | 063833E | VTA | VTA | VTA (Nm) | VTA (Nm) | VTA (Nm) | VTA (Nm) | VTA (Nm) | Close | VTA |  | VTA |  | VTA |  | VTA | VTA |  | VTA |  | VTA |  | VTA |  | VTA | VTA |  | VTA | F001 | PR01 | 10000 | Feed Gas Receiving and Condensate Stabilisation | IR1SB
Severe service cv | 100LCV -1001 | VTA | VTA | VTA |  | VTA |  | VTA |  | VTA | 063833E | VTA | VTA | VTA (Nm) | VTA (Nm) | VTA (Nm) | VTA (Nm) | VTA (Nm) | Close | VTA |  | VTA |  | VTA |  | VTA | VTA |  | VTA |  | VTA |  | VTA |  | VTA | VTA |  | VTA | F001 | PR01 | 10000 | Feed Gas Receiving and Condensate Stabilisation | IR1SB
Severe service cv | 100LCV -1001 | VTA | VTA | VTA |  | VTA |  | VTA |  | VTA | 063833E | VTA | VTA | VTA (Nm) | VTA (Nm) | VTA (Nm) | VTA (Nm) | VTA (Nm) | Close | VTA |  | VTA |  | VTA |  | VTA | VTA |  | VTA |  | VTA |  | VTA |  | VTA | VTA |  | VTA | F001 | PR01 | 10000 | Feed Gas Receiving and Condensate Stabilisation | IR1SB
Control Valve | 100PCV -1080B | VTA | VTA | VTA |  | VTA |  | VTA |  | VTA | 011432X | VTA | VTA | VTA (Nm) | VTA (Nm) | VTA (Nm) | VTA (Nm) | VTA (Nm) | Close | VTA |  | VTA |  | VTA |  | VTA | VTA |  | VTA |  | VTA |  | VTA |  | VTA | VTA |  | VTA | F001 | PR01 | 10000 | Feed Gas Receiving and Condensate Stabilisation | IR1SB
Control Valve | 100PCV -1080A | VTA | VTA | VTA |  | VTA |  | VTA |  | VTA | 011432X | VTA | VTA | VTA (Nm) | VTA (Nm) | VTA (Nm) | VTA (Nm) | VTA (Nm) | Close | VTA |  | VTA |  | VTA |  | VTA | VTA |  | VTA |  | VTA |  | VTA |  | VTA | VTA |  | VTA | F001 | PR01 | 10000 | Feed Gas Receiving and Condensate Stabilisation | IR1SB
Severe service cv | 100TCV -1048 | VTA | VTA | VTA |  | VTA |  | VTA |  | VTA | 031201Z | VTA | VTA | VTA (Nm) | VTA (Nm) | VTA (Nm) | VTA (Nm) | VTA (Nm) | Open | VTA |  | VTA |  | VTA |  | VTA | VTA |  | VTA |  | VTA |  | VTA |  | VTA | VTA |  | VTA | F001 | PR01 | 10000 | Feed Gas Receiving and Condensate Stabilisation | IR1SB
Severe service cv | 100LCV -1202 | VTA | VTA | VTA |  | VTA |  | VTA |  | VTA | 063833E | VTA | VTA | VTA (Nm) | VTA (Nm) | VTA (Nm) | VTA (Nm) | VTA (Nm) | Close | VTA |  | VTA |  | VTA |  | VTA | VTA |  | VTA |  | VTA |  | VTA |  | VTA | VTA |  | VTA | F001 | PR01 | 10000 | Feed Gas Receiving and Condensate Stabilisation | IR1SB
Severe service cv | 100LCV -1202 | VTA | VTA | VTA |  | VTA |  | VTA |  | VTA | 063833E | VTA | VTA | VTA (Nm) | VTA (Nm) | VTA (Nm) | VTA (Nm) | VTA (Nm) | Close | VTA |  | VTA |  | VTA |  | VTA | VTA |  | VTA |  | VTA |  | VTA |  | VTA | VTA |  | VTA | F001 | PR01 | 10000 | Feed Gas Receiving and Condensate Stabilisation | IR1SB
Severe service cv | 100LCV -1202 | VTA | VTA | VTA |  | VTA |  | VTA |  | VTA | 063833E | VTA | VTA | VTA (Nm) | VTA (Nm) | VTA (Nm) | VTA (Nm) | VTA (Nm) | Close | VTA |  | VTA |  | VTA |  | VTA | VTA |  | VTA |  | VTA |  | VTA |  | VTA | VTA |  | VTA | F001 | PR01 | 10000 | Feed Gas Receiving and Condensate Stabilisation | IR1SB
Severe service cv | 100LCV -1202 | VTA | VTA | VTA |  | VTA |  | VTA |  | VTA | 063833E | VTA | VTA | VTA (Nm) | VTA (Nm) | VTA (Nm) | VTA (Nm) | VTA (Nm) | Close | VTA |  | VTA |  | VTA |  | VTA | VTA |  | VTA |  | VTA |  | VTA |  | VTA | VTA |  | VTA | F001 | PR01 | 10000 | Feed Gas Receiving and Condensate Stabilisation | IR1SB
Severe service cv | 100LCV -1202 | VTA | VTA | VTA |  | VTA |  | VTA |  | VTA | 063833E | VTA | VTA | VTA (Nm) | VTA (Nm) | VTA (Nm) | VTA (Nm) | VTA (Nm) | Close | VTA |  | VTA |  | VTA |  | VTA | VTA |  | VTA |  | VTA |  | VTA |  | VTA | VTA |  | VTA | F001 | PR01 | 10000 | Feed Gas Receiving and Condensate Stabilisation | IR1SB
Severe service cv | 100LCV -1202 | VTA | VTA | VTA |  | VTA |  | VTA |  | VTA | 063833E | VTA | VTA | VTA (Nm) | VTA (Nm) | VTA (Nm) | VTA (Nm) | VTA (Nm) | Close | VTA |  | VTA |  | VTA |  | VTA | VTA |  | VTA |  | VTA |  | VTA |  | VTA | VTA |  | VTA | F001 | PR01 | 10000 | Feed Gas Receiving and Condensate Stabilisation | IR1SB
Severe service cv | 100LCV -1202 | VTA | VTA | VTA |  | VTA |  | VTA |  | VTA | 063833E | VTA | VTA | VTA (Nm) | VTA (Nm) | VTA (Nm) | VTA (Nm) | VTA (Nm) | Close | VTA |  | VTA |  | VTA |  | VTA | VTA |  | VTA |  | VTA |  | VTA |  | VTA | VTA |  | VTA | F001 | PR01 | 10000 | Feed Gas Receiving and Condensate Stabilisation | IR1SB
Severe service cv | 100LCV -1202 | VTA | VTA | VTA |  | VTA |  | VTA |  | VTA | 063833E | VTA | VTA | VTA (Nm) | VTA (Nm) | VTA (Nm) | VTA (Nm) | VTA (Nm) | Close | VTA |  | VTA |  | VTA |  | VTA | VTA |  | VTA |  | VTA |  | VTA |  | VTA | VTA |  | VTA | F001 | PR01 | 10000 | Feed Gas Receiving and Condensate Stabilisation | IR1SB
Severe service cv | 100LCV -1202 | VTA | VTA | VTA |  | VTA |  | VTA |  | VTA | 063833E | VTA | VTA | VTA (Nm) | VTA (Nm) | VTA (Nm) | VTA (Nm) | VTA (Nm) | Close | VTA |  | VTA |  | VTA |  | VTA | VTA |  | VTA |  | VTA |  | VTA |  | VTA | VTA |  | VTA | F001 | PR01 | 10000 | Feed Gas Receiving and Condensate Stabilisation | IR1SB
Severe service cv | 100LCV -1201 | VTA | VTA | VTA |  | VTA |  | VTA |  | VTA | 063833E | VTA | VTA | VTA (Nm) | VTA (Nm) | VTA (Nm) | VTA (Nm) | VTA (Nm) | Close | VTA |  | VTA |  | VTA |  | VTA | VTA |  | VTA |  | VTA |  | VTA |  | VTA | VTA |  | VTA | F001 | PR01 | 10000 | Feed Gas Receiving and Condensate Stabilisation | IR1SB
Severe service cv | 100LCV -1201 | VTA | VTA | VTA |  | VTA |  | VTA |  | VTA | 063833E | VTA | VTA | VTA (Nm) | VTA (Nm) | VTA (Nm) | VTA (Nm) | VTA (Nm) | Close | VTA |  | VTA |  | VTA |  | VTA | VTA |  | VTA |  | VTA |  | VTA |  | VTA | VTA |  | VTA | F001 | PR01 | 10000 | Feed Gas Receiving and Condensate Stabilisation | IR1SB
Severe service cv | 100LCV -1201 | VTA | VTA | VTA |  | VTA |  | VTA |  | VTA | 063833E | VTA | VTA | VTA (Nm) | VTA (Nm) | VTA (Nm) | VTA (Nm) | VTA (Nm) | Close | VTA |  | VTA |  | VTA |  | VTA | VTA |  | VTA |  | VTA |  | VTA |  | VTA | VTA |  | VTA | F001 | PR01 | 10000 | Feed Gas Receiving and Condensate Stabilisation | IR1SB
Severe service cv | 100LCV -1201 | VTA | VTA | VTA |  | VTA |  | VTA |  | VTA | 063833E | VTA | VTA | VTA (Nm) | VTA (Nm) | VTA (Nm) | VTA (Nm) | VTA (Nm) | Close | VTA |  | VTA |  | VTA |  | VTA | VTA |  | VTA |  | VTA |  | VTA |  | VTA | VTA |  | VTA | F001 | PR01 | 10000 | Feed Gas Receiving and Condensate Stabilisation | IR1SB
Severe service cv | 100LCV -1201 | VTA | VTA | VTA |  | VTA |  | VTA |  | VTA | 063833E | VTA | VTA | VTA (Nm) | VTA (Nm) | VTA (Nm) | VTA (Nm) | VTA (Nm) | Close | VTA |  | VTA |  | VTA |  | VTA | VTA |  | VTA |  | VTA |  | VTA |  | VTA | VTA |  | VTA | F001 | PR01 | 10000 | Feed Gas Receiving and Condensate Stabilisation | IR1SB
Severe service cv | 100LCV -1201 | VTA | VTA | VTA |  | VTA |  | VTA |  | VTA | 063833E | VTA | VTA | VTA (Nm) | VTA (Nm) | VTA (Nm) | VTA (Nm) | VTA (Nm) | Close | VTA |  | VTA |  | VTA |  | VTA | VTA |  | VTA |  | VTA |  | VTA |  | VTA | VTA |  | VTA | F001 | PR01 | 10000 | Feed Gas Receiving and Condensate Stabilisation | IR1SB
Severe service cv | 100LCV -1201 | VTA | VTA | VTA |  | VTA |  | VTA |  | VTA | 063833E | VTA | VTA | VTA (Nm) | VTA (Nm) | VTA (Nm) | VTA (Nm) | VTA (Nm) | Close | VTA |  | VTA |  | VTA |  | VTA | VTA |  | VTA |  | VTA |  | VTA |  | VTA | VTA |  | VTA | F001 | PR01 | 10000 | Feed Gas Receiving and Condensate Stabilisation | IR1SB
Severe service cv | 100LCV -1201 | VTA | VTA | VTA |  | VTA |  | VTA |  | VTA | 063833E | VTA | VTA | VTA (Nm) | VTA (Nm) | VTA (Nm) | VTA (Nm) | VTA (Nm) | Close | VTA |  | VTA |  | VTA |  | VTA | VTA |  | VTA |  | VTA |  | VTA |  | VTA | VTA |  | VTA | F001 | PR01 | 10000 | Feed Gas Receiving and Condensate Stabilisation | IR1SB
Severe service cv | 100LCV -1201 | VTA | VTA | VTA |  | VTA |  | VTA |  | VTA | 063833E | VTA | VTA | VTA (Nm) | VTA (Nm) | VTA (Nm) | VTA (Nm) | VTA (Nm) | Close | VTA |  | VTA |  | VTA |  | VTA | VTA |  | VTA |  | VTA |  | VTA |  | VTA | VTA |  | VTA | F001 | PR01 | 10000 | Feed Gas Receiving and Condensate Stabilisation | IR1SB
Severe service cv | 100LCV -1046 | VTA | VTA | VTA |  | VTA |  | VTA |  | VTA | 063480Z | VTA | VTA | VTA (Nm) | VTA (Nm) | VTA (Nm) | VTA (Nm) | VTA (Nm) | Close | VTA |  | VTA |  | VTA |  | VTA | VTA |  | VTA |  | VTA |  | VTA |  | VTA | VTA |  | VTA | F001 | PR01 | 10000 | Feed Gas Receiving and Condensate Stabilisation | IR1SB
Severe service cv | 100LCV -1041 | VTA | VTA | VTA |  | VTA |  | VTA |  | VTA | 063480Z | VTA | VTA | VTA (Nm) | VTA (Nm) | VTA (Nm) | VTA (Nm) | VTA (Nm) | Close | VTA |  | VTA |  | VTA |  | VTA | VTA |  | VTA |  | VTA |  | VTA |  | VTA | VTA |  | VTA | F001 | PR01 | 10000 | Feed Gas Receiving and Condensate Stabilisation | IR1SB
Severe service cv | 100TCV -1029 | VTA | VTA | VTA |  | VTA |  | VTA |  | VTA | 031201Z | VTA | VTA | VTA (Nm) | VTA (Nm) | VTA (Nm) | VTA (Nm) | VTA (Nm) | Open | VTA |  | VTA |  | VTA |  | VTA | VTA |  | VTA |  | VTA |  | VTA |  | VTA | VTA |  | VTA | F001 | PR01 | 10000 | Feed Gas Receiving and Condensate Stabilisation | IR1SB
Severe service cv | 100TCV -1029 | VTA | VTA | VTA |  | VTA |  | VTA |  | VTA | 031201Z | VTA | VTA | VTA (Nm) | VTA (Nm) | VTA (Nm) | VTA (Nm) | VTA (Nm) | Open | VTA |  | VTA |  | VTA |  | VTA | VTA |  | VTA |  | VTA |  | VTA |  | VTA | VTA |  | VTA | F001 | PR01 | 10000 | Feed Gas Receiving and Condensate Stabilisation | IR1SB
Severe service cv | 100TCV -1029 | VTA | VTA | VTA |  | VTA |  | VTA |  | VTA | 031201Z | VTA | VTA | VTA (Nm) | VTA (Nm) | VTA (Nm) | VTA (Nm) | VTA (Nm) | Open | VTA |  | VTA |  | VTA |  | VTA | VTA |  | VTA |  | VTA |  | VTA |  | VTA | VTA |  | VTA | F001 | PR01 | 10000 | Feed Gas Receiving and Condensate Stabilisation | IR1SB
Severe service cv | 100TCV -1029 | VTA | VTA | VTA |  | VTA |  | VTA |  | VTA | 031201Z | VTA | VTA | VTA (Nm) | VTA (Nm) | VTA (Nm) | VTA (Nm) | VTA (Nm) | Open | VTA |  | VTA |  | VTA |  | VTA | VTA |  | VTA |  | VTA |  | VTA |  | VTA | VTA |  | VTA | F001 | PR01 | 10000 | Feed Gas Receiving and Condensate Stabilisation | IR1SB
Severe service cv | 100TCV -1019 | VTA | VTA | VTA |  | VTA |  | VTA |  | VTA | 031201Z | VTA | VTA | VTA (Nm) | VTA (Nm) | VTA (Nm) | VTA (Nm) | VTA (Nm) | Open | VTA |  | VTA |  | VTA |  | VTA | VTA |  | VTA |  | VTA |  | VTA |  | VTA | VTA |  | VTA | F001 | PR01 | 10000 | Feed Gas Receiving and Condensate Stabilisation | IR1SB
Severe service cv | 100TCV -1019 | VTA | VTA | VTA |  | VTA |  | VTA |  | VTA | 031201Z | VTA | VTA | VTA (Nm) | VTA (Nm) | VTA (Nm) | VTA (Nm) | VTA (Nm) | Open | VTA |  | VTA |  | VTA |  | VTA | VTA |  | VTA |  | VTA |  | VTA |  | VTA | VTA |  | VTA | F001 | PR01 | 10000 | Feed Gas Receiving and Condensate Stabilisation | IR1SB
Severe service cv | 100TCV -1019 | VTA | VTA | VTA |  | VTA |  | VTA |  | VTA | 031201Z | VTA | VTA | VTA (Nm) | VTA (Nm) | VTA (Nm) | VTA (Nm) | VTA (Nm) | Open | VTA |  | VTA |  | VTA |  | VTA | VTA |  | VTA |  | VTA |  | VTA |  | VTA | VTA |  | VTA | F001 | PR01 | 10000 | Feed Gas Receiving and Condensate Stabilisation | IR1SB
Severe service cv | 100TCV -1019 | VTA | VTA | VTA |  | VTA |  | VTA |  | VTA | 031201Z | VTA | VTA | VTA (Nm) | VTA (Nm) | VTA (Nm) | VTA (Nm) | VTA (Nm) | Open | VTA |  | VTA |  | VTA |  | VTA | VTA |  | VTA |  | VTA |  | VTA |  | VTA | VTA |  | VTA | F001 | PR01 | 10000 | Feed Gas Receiving and Condensate Stabilisation | IR1SB
Severe service cv | 100TCV -1008 | VTA | VTA | VTA |  | VTA |  | VTA |  | VTA | 031201Z | VTA | VTA | VTA (Nm) | VTA (Nm) | VTA (Nm) | VTA (Nm) | VTA (Nm) | Open | VTA |  | VTA |  | VTA |  | VTA | VTA |  | VTA |  | VTA |  | VTA |  | VTA | VTA |  | VTA | F001 | PR01 | 10000 | Feed Gas Receiving and Condensate Stabilisation | IR1SB
Severe service cv | 100FCV -1224 | VTA | VTA | VTA |  | VTA |  | VTA |  | VTA | 063833X | VTA | VTA | VTA (Nm) | VTA (Nm) | VTA (Nm) | VTA (Nm) | VTA (Nm) | Open | VTA |  | VTA |  | VTA |  | VTA | VTA |  | VTA |  | VTA |  | VTA |  | VTA | VTA |  | VTA | F001 | PR01 | 10000 | Feed Gas Receiving and Condensate Stabilisation | IR1SB
Severe service cv | 100FCV -1224 | VTA | VTA | VTA |  | VTA |  | VTA |  | VTA | 063833X | VTA | VTA | VTA (Nm) | VTA (Nm) | VTA (Nm) | VTA (Nm) | VTA (Nm) | Open | VTA |  | VTA |  | VTA |  | VTA | VTA |  | VTA |  | VTA |  | VTA |  | VTA | VTA |  | VTA | F001 | PR01 | 10000 | Feed Gas Receiving and Condensate Stabilisation | IR1SB
Severe service cv | 100FCV -1224 | VTA | VTA | VTA |  | VTA |  | VTA |  | VTA | 063833X | VTA | VTA | VTA (Nm) | VTA (Nm) | VTA (Nm) | VTA (Nm) | VTA (Nm) | Open | VTA |  | VTA |  | VTA |  | VTA | VTA |  | VTA |  | VTA |  | VTA |  | VTA | VTA |  | VTA | F001 | PR01 | 10000 | Feed Gas Receiving and Condensate Stabilisation | IR1SB
Severe service cv | 100FCV -1224 | VTA | VTA | VTA |  | VTA |  | VTA |  | VTA | 063833X | VTA | VTA | VTA (Nm) | VTA (Nm) | VTA (Nm) | VTA (Nm) | VTA (Nm) | Open | VTA |  | VTA |  | VTA |  | VTA | VTA |  | VTA |  | VTA |  | VTA |  | VTA | VTA |  | VTA | F001 | PR01 | 10000 | Feed Gas Receiving and Condensate Stabilisation | IR1SB
Control Valve | 100PCV -1226 | VTA | VTA | VTA |  | VTA |  | VTA |  | VTA | 013481Z | VTA | VTA | VTA (Nm) | VTA (Nm) | VTA (Nm) | VTA (Nm) | VTA (Nm) | Close | VTA |  | VTA |  | VTA |  | VTA | VTA |  | VTA |  | VTA |  | VTA |  | VTA | VTA |  | VTA | F001 | PR01 | 10000 | Feed Gas Receiving and Condensate Stabilisation | IR1SB
Severe service cv | 100PCV -1203 | VTA | VTA | VTA |  | VTA |  | VTA |  | VTA | 063833X | VTA | VTA | VTA (Nm) | VTA (Nm) | VTA (Nm) | VTA (Nm) | VTA (Nm) | Close | VTA |  | VTA |  | VTA |  | VTA | VTA |  | VTA |  | VTA |  | VTA |  | VTA | VTA |  | VTA | F001 | PR01 | 10000 | Feed Gas Receiving and Condensate Stabilisation | IR1SB
Severe service cv | 100PCV -1203 | VTA | VTA | VTA |  | VTA |  | VTA |  | VTA | 063833X | VTA | VTA | VTA (Nm) | VTA (Nm) | VTA (Nm) | VTA (Nm) | VTA (Nm) | Close | VTA |  | VTA |  | VTA |  | VTA | VTA |  | VTA |  | VTA |  | VTA |  | VTA | VTA |  | VTA | F001 | PR01 | 10000 | Feed Gas Receiving and Condensate Stabilisation | IR1SB
Severe service cv | 100PCV -1203 | VTA | VTA | VTA |  | VTA |  | VTA |  | VTA | 063833X | VTA | VTA | VTA (Nm) | VTA (Nm) | VTA (Nm) | VTA (Nm) | VTA (Nm) | Close | VTA |  | VTA |  | VTA |  | VTA | VTA |  | VTA |  | VTA |  | VTA |  | VTA | VTA |  | VTA | F001 | PR01 | 10000 | Feed Gas Receiving and Condensate Stabilisation | IR1SB
Severe service cv | 100PCV -1203 | VTA | VTA | VTA |  | VTA |  | VTA |  | VTA | 063833X | VTA | VTA | VTA (Nm) | VTA (Nm) | VTA (Nm) | VTA (Nm) | VTA (Nm) | Close | VTA |  | VTA |  | VTA |  | VTA | VTA |  | VTA |  | VTA |  | VTA |  | VTA | VTA |  | VTA | F001 | PR01 | 10000 | Feed Gas Receiving and Condensate Stabilisation | IR1SB
Control Valve | 100PCV -1073 | VTA | VTA | VTA |  | VTA |  | VTA |  | VTA | 011432X | VTA | VTA | VTA (Nm) | VTA (Nm) | VTA (Nm) | VTA (Nm) | VTA (Nm) | Close | VTA |  | VTA |  | VTA |  | VTA | VTA |  | VTA |  | VTA |  | VTA |  | VTA | VTA |  | VTA | F001 | PR01 | 10000 | Feed Gas Receiving and Condensate Stabilisation | IR1SB
Control Valve | 100PCV -1073 | VTA | VTA | VTA |  | VTA |  | VTA |  | VTA | 011432X | VTA | VTA | VTA (Nm) | VTA (Nm) | VTA (Nm) | VTA (Nm) | VTA (Nm) | Close | VTA |  | VTA |  | VTA |  | VTA | VTA |  | VTA |  | VTA |  | VTA |  | VTA | VTA |  | VTA | F001 | PR01 | 10000 | Feed Gas Receiving and Condensate Stabilisation | IR1SB
Control Valve | 100PCV -1073 | VTA | VTA | VTA |  | VTA |  | VTA |  | VTA | 011432X | VTA | VTA | VTA (Nm) | VTA (Nm) | VTA (Nm) | VTA (Nm) | VTA (Nm) | Close | VTA |  | VTA |  | VTA |  | VTA | VTA |  | VTA |  | VTA |  | VTA |  | VTA | VTA |  | VTA | F001 | PR01 | 10000 | Feed Gas Receiving and Condensate Stabilisation | IR1SB
Control Valve | 100PCV -1073 | VTA | VTA | VTA |  | VTA |  | VTA |  | VTA | 011432X | VTA | VTA | VTA (Nm) | VTA (Nm) | VTA (Nm) | VTA (Nm) | VTA (Nm) | Close | VTA |  | VTA |  | VTA |  | VTA | VTA |  | VTA |  | VTA |  | VTA |  | VTA | VTA |  | VTA | F001 | PR01 | 10000 | Feed Gas Receiving and Condensate Stabilisation | IR1SB
Severe service cv | 100PCV -1067B | VTA | VTA | VTA |  | VTA |  | VTA |  | VTA | 063480Z | VTA | VTA | VTA (Nm) | VTA (Nm) | VTA (Nm) | VTA (Nm) | VTA (Nm) | Close | VTA |  | VTA |  | VTA |  | VTA | VTA |  | VTA |  | VTA |  | VTA |  | VTA | VTA |  | VTA | F001 | PR01 | 10000 | Feed Gas Receiving and Condensate Stabilisation | IR1SB
Severe service cv | 100FCV -1024 | VTA | VTA | VTA |  | VTA |  | VTA |  | VTA | 063833X | VTA | VTA | VTA (Nm) | VTA (Nm) | VTA (Nm) | VTA (Nm) | VTA (Nm) | Open | VTA |  | VTA |  | VTA |  | VTA | VTA |  | VTA |  | VTA |  | VTA |  | VTA | VTA |  | VTA | F001 | PR01 | 10000 | Feed Gas Receiving and Condensate Stabilisation | IR1SB
Severe service cv | 100FCV -1024 | VTA | VTA | VTA |  | VTA |  | VTA |  | VTA | 063833X | VTA | VTA | VTA (Nm) | VTA (Nm) | VTA (Nm) | VTA (Nm) | VTA (Nm) | Open | VTA |  | VTA |  | VTA |  | VTA | VTA |  | VTA |  | VTA |  | VTA |  | VTA | VTA |  | VTA | F001 | PR01 | 10000 | Feed Gas Receiving and Condensate Stabilisation | IR1SB
Severe service cv | 100FCV -1024 | VTA | VTA | VTA |  | VTA |  | VTA |  | VTA | 063833X | VTA | VTA | VTA (Nm) | VTA (Nm) | VTA (Nm) | VTA (Nm) | VTA (Nm) | Open | VTA |  | VTA |  | VTA |  | VTA | VTA |  | VTA |  | VTA |  | VTA |  | VTA | VTA |  | VTA | F001 | PR01 | 10000 | Feed Gas Receiving and Condensate Stabilisation | IR1SB
Severe service cv | 100FCV -1024 | VTA | VTA | VTA |  | VTA |  | VTA |  | VTA | 063833X | VTA | VTA | VTA (Nm) | VTA (Nm) | VTA (Nm) | VTA (Nm) | VTA (Nm) | Open | VTA |  | VTA |  | VTA |  | VTA | VTA |  | VTA |  | VTA |  | VTA |  | VTA | VTA |  | VTA | F001 | PR01 | 10000 | Feed Gas Receiving and Condensate Stabilisation | IR1SB
Control Valve | 100PCV -1035 | VTA | VTA | VTA |  | VTA |  | VTA |  | VTA | 033481Z | VTA | VTA | VTA (Nm) | VTA (Nm) | VTA (Nm) | VTA (Nm) | VTA (Nm) | Close | VTA |  | VTA |  | VTA |  | VTA | VTA |  | VTA |  | VTA |  | VTA |  | VTA | VTA |  | VTA | F001 | PR01 | 10000 | Feed Gas Receiving and Condensate Stabilisation | IR1SB
Control Valve | 100PCV -1035 | VTA | VTA | VTA |  | VTA |  | VTA |  | VTA | 033481Z | VTA | VTA | VTA (Nm) | VTA (Nm) | VTA (Nm) | VTA (Nm) | VTA (Nm) | Close | VTA |  | VTA |  | VTA |  | VTA | VTA |  | VTA |  | VTA |  | VTA |  | VTA | VTA |  | VTA | F001 | PR01 | 10000 | Feed Gas Receiving and Condensate Stabilisation | IR1SB
Control Valve | 100PCV -1035 | VTA | VTA | VTA |  | VTA |  | VTA |  | VTA | 033481Z | VTA | VTA | VTA (Nm) | VTA (Nm) | VTA (Nm) | VTA (Nm) | VTA (Nm) | Close | VTA |  | VTA |  | VTA |  | VTA | VTA |  | VTA |  | VTA |  | VTA |  | VTA | VTA |  | VTA | F001 | PR01 | 10000 | Feed Gas Receiving and Condensate Stabilisation | IR1SB
Control Valve | 100PCV -1035 | VTA | VTA | VTA |  | VTA |  | VTA |  | VTA | 033481Z | VTA | VTA | VTA (Nm) | VTA (Nm) | VTA (Nm) | VTA (Nm) | VTA (Nm) | Close | VTA |  | VTA |  | VTA |  | VTA | VTA |  | VTA |  | VTA |  | VTA |  | VTA | VTA |  | VTA | F001 | PR01 | 10000 | Feed Gas Receiving and Condensate Stabilisation | IR1SB
Control Valve | 100PCV -1026 | VTA | VTA | VTA |  | VTA |  | VTA |  | VTA | 013481Z | VTA | VTA | VTA (Nm) | VTA (Nm) | VTA (Nm) | VTA (Nm) | VTA (Nm) | Close | VTA |  | VTA |  | VTA |  | VTA | VTA |  | VTA |  | VTA |  | VTA |  | VTA | VTA |  | VTA | F001 | PR01 | 10000 | Feed Gas Receiving and Condensate Stabilisation | IR1SB
Control Valve | 100PCV -1011B | VTA | VTA | VTA |  | VTA |  | VTA |  | VTA | 033480Z | VTA | VTA | VTA (Nm) | VTA (Nm) | VTA (Nm) | VTA (Nm) | VTA (Nm) | Close | VTA |  | VTA |  | VTA |  | VTA | VTA |  | VTA |  | VTA |  | VTA |  | VTA | VTA |  | VTA | F001 | PR01 | 10000 | Feed Gas Receiving and Condensate Stabilisation | IR1SB
Control Valve | 100PCV -1011A | VTA | VTA | VTA |  | VTA |  | VTA |  | VTA | 033480Z | VTA | VTA | VTA (Nm) | VTA (Nm) | VTA (Nm) | VTA (Nm) | VTA (Nm) | Open | VTA |  | VTA |  | VTA |  | VTA | VTA |  | VTA |  | VTA |  | VTA |  | VTA | VTA |  | VTA | F001 | PR01 | 10000 | Feed Gas Receiving and Condensate Stabilisation | IR1SB
Control Valve | 100PCV -1011A | VTA | VTA | VTA |  | VTA |  | VTA |  | VTA | 033480Z | VTA | VTA | VTA (Nm) | VTA (Nm) | VTA (Nm) | VTA (Nm) | VTA (Nm) | Open | VTA |  | VTA |  | VTA |  | VTA | VTA |  | VTA |  | VTA |  | VTA |  | VTA | VTA |  | VTA | F001 | PR01 | 10000 | Feed Gas Receiving and Condensate Stabilisation | IR1SB
Control Valve | 100PCV -1011A | VTA | VTA | VTA |  | VTA |  | VTA |  | VTA | 033480Z | VTA | VTA | VTA (Nm) | VTA (Nm) | VTA (Nm) | VTA (Nm) | VTA (Nm) | Open | VTA |  | VTA |  | VTA |  | VTA | VTA |  | VTA |  | VTA |  | VTA |  | VTA | VTA |  | VTA | F001 | PR01 | 10000 | Feed Gas Receiving and Condensate Stabilisation | IR1SB
Control Valve | 100PCV -1011A | VTA | VTA | VTA |  | VTA |  | VTA |  | VTA | 033480Z | VTA | VTA | VTA (Nm) | VTA (Nm) | VTA (Nm) | VTA (Nm) | VTA (Nm) | Open | VTA |  | VTA |  | VTA |  | VTA | VTA |  | VTA |  | VTA |  | VTA |  | VTA | VTA |  | VTA | F001 | PR01 | 10000 | Feed Gas Receiving and Condensate Stabilisation | IR1SB
Control Valve | 100LCV -1228 | VTA | VTA | VTA |  | VTA |  | VTA |  | VTA | 013838Z | VTA | VTA | VTA (Nm) | VTA (Nm) | VTA (Nm) | VTA (Nm) | VTA (Nm) | Close | VTA |  | VTA |  | VTA |  | VTA | VTA |  | VTA |  | VTA |  | VTA |  | VTA | VTA |  | VTA | F001 | PR01 | 10000 | Feed Gas Receiving and Condensate Stabilisation | IR1SB
Control Valve | 100LCV -1222 | VTA | VTA | VTA |  | VTA |  | VTA |  | VTA | 032021S | VTA | VTA | VTA (Nm) | VTA (Nm) | VTA (Nm) | VTA (Nm) | VTA (Nm) | Close | VTA |  | VTA |  | VTA |  | VTA | VTA |  | VTA |  | VTA |  | VTA |  | VTA | VTA |  | VTA | F001 | PR01 | 10000 | Feed Gas Receiving and Condensate Stabilisation | IR1SB
Control Valve | 100LCV -1222 | VTA | VTA | VTA |  | VTA |  | VTA |  | VTA | 032021S | VTA | VTA | VTA (Nm) | VTA (Nm) | VTA (Nm) | VTA (Nm) | VTA (Nm) | Close | VTA |  | VTA |  | VTA |  | VTA | VTA |  | VTA |  | VTA |  | VTA |  | VTA | VTA |  | VTA | F001 | PR01 | 10000 | Feed Gas Receiving and Condensate Stabilisation | IR1SB
Control Valve | 100LCV -1222 | VTA | VTA | VTA |  | VTA |  | VTA |  | VTA | 032021S | VTA | VTA | VTA (Nm) | VTA (Nm) | VTA (Nm) | VTA (Nm) | VTA (Nm) | Close | VTA |  | VTA |  | VTA |  | VTA | VTA |  | VTA |  | VTA |  | VTA |  | VTA | VTA |  | VTA | F001 | PR01 | 10000 | Feed Gas Receiving and Condensate Stabilisation | IR1SB
Control Valve | 100LCV -1222 | VTA | VTA | VTA |  | VTA |  | VTA |  | VTA | 032021S | VTA | VTA | VTA (Nm) | VTA (Nm) | VTA (Nm) | VTA (Nm) | VTA (Nm) | Close | VTA |  | VTA |  | VTA |  | VTA | VTA |  | VTA |  | VTA |  | VTA |  | VTA | VTA |  | VTA | F001 | PR01 | 10000 | Feed Gas Receiving and Condensate Stabilisation | IR1SB
Control Valve | 100LCV -1221 | VTA | VTA | VTA |  | VTA |  | VTA |  | VTA | 011032Z | VTA | VTA | VTA (Nm) | VTA (Nm) | VTA (Nm) | VTA (Nm) | VTA (Nm) | Close | VTA |  | VTA |  | VTA |  | VTA | VTA |  | VTA |  | VTA |  | VTA |  | VTA | VTA |  | VTA | F001 | PR01 | 10000 | Feed Gas Receiving and Condensate Stabilisation | IR1SB
Control Valve | 100LCV -1221 | VTA | VTA | VTA |  | VTA |  | VTA |  | VTA | 011032Z | VTA | VTA | VTA (Nm) | VTA (Nm) | VTA (Nm) | VTA (Nm) | VTA (Nm) | Close | VTA |  | VTA |  | VTA |  | VTA | VTA |  | VTA |  | VTA |  | VTA |  | VTA | VTA |  | VTA | F001 | PR01 | 10000 | Feed Gas Receiving and Condensate Stabilisation | IR1SB
Control Valve | 100LCV -1221 | VTA | VTA | VTA |  | VTA |  | VTA |  | VTA | 011032Z | VTA | VTA | VTA (Nm) | VTA (Nm) | VTA (Nm) | VTA (Nm) | VTA (Nm) | Close | VTA |  | VTA |  | VTA |  | VTA | VTA |  | VTA |  | VTA |  | VTA |  | VTA | VTA |  | VTA | F001 | PR01 | 10000 | Feed Gas Receiving and Condensate Stabilisation | IR1SB
Control Valve | 100LCV -1221 | VTA | VTA | VTA |  | VTA |  | VTA |  | VTA | 011032Z | VTA | VTA | VTA (Nm) | VTA (Nm) | VTA (Nm) | VTA (Nm) | VTA (Nm) | Close | VTA |  | VTA |  | VTA |  | VTA | VTA |  | VTA |  | VTA |  | VTA |  | VTA | VTA |  | VTA | F001 | PR01 | 10000 | Feed Gas Receiving and Condensate Stabilisation | IR1SB
Control Valve | 100LCV -1213 | VTA | VTA | VTA |  | VTA |  | VTA |  | VTA | 011261S | VTA | VTA | VTA (Nm) | VTA (Nm) | VTA (Nm) | VTA (Nm) | VTA (Nm) | Close | VTA |  | VTA |  | VTA |  | VTA | VTA |  | VTA |  | VTA |  | VTA |  | VTA | VTA |  | VTA | F001 | PR01 | 10000 | Feed Gas Receiving and Condensate Stabilisation | IR1SB
Severe service cv | 100LCV -1047 | VTA | VTA | VTA |  | VTA |  | VTA |  | VTA | 063480Z | VTA | VTA | VTA (Nm) | VTA (Nm) | VTA (Nm) | VTA (Nm) | VTA (Nm) | Close | VTA |  | VTA |  | VTA |  | VTA | VTA |  | VTA |  | VTA |  | VTA |  | VTA | VTA |  | VTA | F001 | PR01 | 10000 | Feed Gas Receiving and Condensate Stabilisation | IR1SB
Severe service cv | 100LCV -1047 | VTA | VTA | VTA |  | VTA |  | VTA |  | VTA | 063480Z | VTA | VTA | VTA (Nm) | VTA (Nm) | VTA (Nm) | VTA (Nm) | VTA (Nm) | Close | VTA |  | VTA |  | VTA |  | VTA | VTA |  | VTA |  | VTA |  | VTA |  | VTA | VTA |  | VTA | F001 | PR01 | 10000 | Feed Gas Receiving and Condensate Stabilisation | IR1SB
Severe service cv | 100LCV -1047 | VTA | VTA | VTA |  | VTA |  | VTA |  | VTA | 063480Z | VTA | VTA | VTA (Nm) | VTA (Nm) | VTA (Nm) | VTA (Nm) | VTA (Nm) | Close | VTA |  | VTA |  | VTA |  | VTA | VTA |  | VTA |  | VTA |  | VTA |  | VTA | VTA |  | VTA | F001 | PR01 | 10000 | Feed Gas Receiving and Condensate Stabilisation | IR1SB
Severe service cv | 100LCV -1047 | VTA | VTA | VTA |  | VTA |  | VTA |  | VTA | 063480Z | VTA | VTA | VTA (Nm) | VTA (Nm) | VTA (Nm) | VTA (Nm) | VTA (Nm) | Close | VTA |  | VTA |  | VTA |  | VTA | VTA |  | VTA |  | VTA |  | VTA |  | VTA | VTA |  | VTA | F001 | PR01 | 10000 | Feed Gas Receiving and Condensate Stabilisation | IR1SB
Severe service cv | 100LCV -1036 | VTA | VTA | VTA |  | VTA |  | VTA |  | VTA | 063482Z | VTA | VTA | VTA (Nm) | VTA (Nm) | VTA (Nm) | VTA (Nm) | VTA (Nm) | Close | VTA |  | VTA |  | VTA |  | VTA | VTA |  | VTA |  | VTA |  | VTA |  | VTA | VTA |  | VTA | F001 | PR01 | 10000 | Feed Gas Receiving and Condensate Stabilisation | IR1SB
Severe service cv | 100LCV -1036 | VTA | VTA | VTA |  | VTA |  | VTA |  | VTA | 063482Z | VTA | VTA | VTA (Nm) | VTA (Nm) | VTA (Nm) | VTA (Nm) | VTA (Nm) | Close | VTA |  | VTA |  | VTA |  | VTA | VTA |  | VTA |  | VTA |  | VTA |  | VTA | VTA |  | VTA | F001 | PR01 | 10000 | Feed Gas Receiving and Condensate Stabilisation | IR1SB
Severe service cv | 100LCV -1036 | VTA | VTA | VTA |  | VTA |  | VTA |  | VTA | 063482Z | VTA | VTA | VTA (Nm) | VTA (Nm) | VTA (Nm) | VTA (Nm) | VTA (Nm) | Close | VTA |  | VTA |  | VTA |  | VTA | VTA |  | VTA |  | VTA |  | VTA |  | VTA | VTA |  | VTA | F001 | PR01 | 10000 | Feed Gas Receiving and Condensate Stabilisation | IR1SB
Severe service cv | 100LCV -1036 | VTA | VTA | VTA |  | VTA |  | VTA |  | VTA | 063482Z | VTA | VTA | VTA (Nm) | VTA (Nm) | VTA (Nm) | VTA (Nm) | VTA (Nm) | Close | VTA |  | VTA |  | VTA |  | VTA | VTA |  | VTA |  | VTA |  | VTA |  | VTA | VTA |  | VTA | F001 | PR01 | 10000 | Feed Gas Receiving and Condensate Stabilisation | IR1SB
Severe service cv | 100LCV -1032 | VTA | VTA | VTA |  | VTA |  | VTA |  | VTA | 063482Z | VTA | VTA | VTA (Nm) | VTA (Nm) | VTA (Nm) | VTA (Nm) | VTA (Nm) | Close | VTA |  | VTA |  | VTA |  | VTA | VTA |  | VTA |  | VTA |  | VTA |  | VTA | VTA |  | VTA | F001 | PR01 | 10000 | Feed Gas Receiving and Condensate Stabilisation | IR1SB
Severe service cv | 100LCV -1032 | VTA | VTA | VTA |  | VTA |  | VTA |  | VTA | 063482Z | VTA | VTA | VTA (Nm) | VTA (Nm) | VTA (Nm) | VTA (Nm) | VTA (Nm) | Close | VTA |  | VTA |  | VTA |  | VTA | VTA |  | VTA |  | VTA |  | VTA |  | VTA | VTA |  | VTA | F001 | PR01 | 10000 | Feed Gas Receiving and Condensate Stabilisation | IR1SB
Severe service cv | 100LCV -1032 | VTA | VTA | VTA |  | VTA |  | VTA |  | VTA | 063482Z | VTA | VTA | VTA (Nm) | VTA (Nm) | VTA (Nm) | VTA (Nm) | VTA (Nm) | Close | VTA |  | VTA |  | VTA |  | VTA | VTA |  | VTA |  | VTA |  | VTA |  | VTA | VTA |  | VTA | F001 | PR01 | 10000 | Feed Gas Receiving and Condensate Stabilisation | IR1SB
Severe service cv | 100LCV -1032 | VTA | VTA | VTA |  | VTA |  | VTA |  | VTA | 063482Z | VTA | VTA | VTA (Nm) | VTA (Nm) | VTA (Nm) | VTA (Nm) | VTA (Nm) | Close | VTA |  | VTA |  | VTA |  | VTA | VTA |  | VTA |  | VTA |  | VTA |  | VTA | VTA |  | VTA | F001 | PR01 | 10000 | Feed Gas Receiving and Condensate Stabilisation | IR1SB
Control Valve | 100LCV -1028 | VTA | VTA | VTA |  | VTA |  | VTA |  | VTA | 013838Z | VTA | VTA | VTA (Nm) | VTA (Nm) | VTA (Nm) | VTA (Nm) | VTA (Nm) | Close | VTA |  | VTA |  | VTA |  | VTA | VTA |  | VTA |  | VTA |  | VTA |  | VTA | VTA |  | VTA | F001 | PR01 | 10000 | Feed Gas Receiving and Condensate Stabilisation | IR1SB
Control Valve | 100LCV -1022 | VTA | VTA | VTA |  | VTA |  | VTA |  | VTA | 032021S | VTA | VTA | VTA (Nm) | VTA (Nm) | VTA (Nm) | VTA (Nm) | VTA (Nm) | Close | VTA |  | VTA |  | VTA |  | VTA | VTA |  | VTA |  | VTA |  | VTA |  | VTA | VTA |  | VTA | F001 | PR01 | 10000 | Feed Gas Receiving and Condensate Stabilisation | IR1SB
Control Valve | 100LCV -1022 | VTA | VTA | VTA |  | VTA |  | VTA |  | VTA | 032021S | VTA | VTA | VTA (Nm) | VTA (Nm) | VTA (Nm) | VTA (Nm) | VTA (Nm) | Close | VTA |  | VTA |  | VTA |  | VTA | VTA |  | VTA |  | VTA |  | VTA |  | VTA | VTA |  | VTA | F001 | PR01 | 10000 | Feed Gas Receiving and Condensate Stabilisation | IR1SB
Control Valve | 100LCV -1022 | VTA | VTA | VTA |  | VTA |  | VTA |  | VTA | 032021S | VTA | VTA | VTA (Nm) | VTA (Nm) | VTA (Nm) | VTA (Nm) | VTA (Nm) | Close | VTA |  | VTA |  | VTA |  | VTA | VTA |  | VTA |  | VTA |  | VTA |  | VTA | VTA |  | VTA | F001 | PR01 | 10000 | Feed Gas Receiving and Condensate Stabilisation | IR1SB
Control Valve | 100LCV -1022 | VTA | VTA | VTA |  | VTA |  | VTA |  | VTA | 032021S | VTA | VTA | VTA (Nm) | VTA (Nm) | VTA (Nm) | VTA (Nm) | VTA (Nm) | Close | VTA |  | VTA |  | VTA |  | VTA | VTA |  | VTA |  | VTA |  | VTA |  | VTA | VTA |  | VTA | F001 | PR01 | 10000 | Feed Gas Receiving and Condensate Stabilisation | IR1SB
Control Valve | 100LCV -1021 | VTA | VTA | VTA |  | VTA |  | VTA |  | VTA | 011032Z | VTA | VTA | VTA (Nm) | VTA (Nm) | VTA (Nm) | VTA (Nm) | VTA (Nm) | Close | VTA |  | VTA |  | VTA |  | VTA | VTA |  | VTA |  | VTA |  | VTA |  | VTA | VTA |  | VTA | F001 | PR01 | 10000 | Feed Gas Receiving and Condensate Stabilisation | IR1SB
Control Valve | 100LCV -1021 | VTA | VTA | VTA |  | VTA |  | VTA |  | VTA | 011032Z | VTA | VTA | VTA (Nm) | VTA (Nm) | VTA (Nm) | VTA (Nm) | VTA (Nm) | Close | VTA |  | VTA |  | VTA |  | VTA | VTA |  | VTA |  | VTA |  | VTA |  | VTA | VTA |  | VTA | F001 | PR01 | 10000 | Feed Gas Receiving and Condensate Stabilisation | IR1SB
Control Valve | 100LCV -1021 | VTA | VTA | VTA |  | VTA |  | VTA |  | VTA | 011032Z | VTA | VTA | VTA (Nm) | VTA (Nm) | VTA (Nm) | VTA (Nm) | VTA (Nm) | Close | VTA |  | VTA |  | VTA |  | VTA | VTA |  | VTA |  | VTA |  | VTA |  | VTA | VTA |  | VTA | F001 | PR01 | 10000 | Feed Gas Receiving and Condensate Stabilisation | IR1SB
Control Valve | 100LCV -1021 | VTA | VTA | VTA |  | VTA |  | VTA |  | VTA | 011032Z | VTA | VTA | VTA (Nm) | VTA (Nm) | VTA (Nm) | VTA (Nm) | VTA (Nm) | Close | VTA |  | VTA |  | VTA |  | VTA | VTA |  | VTA |  | VTA |  | VTA |  | VTA | VTA |  | VTA | F001 | PR01 | 10000 | Feed Gas Receiving and Condensate Stabilisation | IR1SB
Control Valve | 100LCV -1013 | VTA | VTA | VTA |  | VTA |  | VTA |  | VTA | 011261S | VTA | VTA | VTA (Nm) | VTA (Nm) | VTA (Nm) | VTA (Nm) | VTA (Nm) | Close | VTA |  | VTA |  | VTA |  | VTA | VTA |  | VTA |  | VTA |  | VTA |  | VTA | VTA |  | VTA | F001 | PR01 | 10000 | Feed Gas Receiving and Condensate Stabilisation | IR1SB
Control Valve | 100LCV -1006 | VTA | VTA | VTA |  | VTA |  | VTA |  | VTA | 033831X | VTA | VTA | VTA (Nm) | VTA (Nm) | VTA (Nm) | VTA (Nm) | VTA (Nm) | Close | VTA |  | VTA |  | VTA |  | VTA | VTA |  | VTA |  | VTA |  | VTA |  | VTA | VTA |  | VTA | F001 | PR01 | 10000 | Feed Gas Receiving and Condensate Stabilisation | IR1SB
Control Valve | 100LCV -1005 | VTA | VTA | VTA |  | VTA |  | VTA |  | VTA | 011261S | VTA | VTA | VTA (Nm) | VTA (Nm) | VTA (Nm) | VTA (Nm) | VTA (Nm) | Close | VTA |  | VTA |  | VTA |  | VTA | VTA |  | VTA |  | VTA |  | VTA |  | VTA | VTA |  | VTA | F001 | PR01 | 10000 | Feed Gas Receiving and Condensate Stabilisation | IR1SB
Severe service cv | 100HCV -1230 | VTA | VTA | VTA |  | VTA |  | VTA |  | VTA | 061201Z | VTA | VTA | VTA (Nm) | VTA (Nm) | VTA (Nm) | VTA (Nm) | VTA (Nm) | Open | VTA |  | VTA |  | VTA |  | VTA | VTA |  | VTA |  | VTA |  | VTA |  | VTA | VTA |  | VTA | F001 | PR01 | 10000 | Feed Gas Receiving and Condensate Stabilisation | IR1SB
Severe service cv | 100HCV -1050 | VTA | VTA | VTA |  | VTA |  | VTA |  | VTA | 061201Z | VTA | VTA | VTA (Nm) | VTA (Nm) | VTA (Nm) | VTA (Nm) | VTA (Nm) | Open | VTA |  | VTA |  | VTA |  | VTA | VTA |  | VTA |  | VTA |  | VTA |  | VTA | VTA |  | VTA | F001 | PR01 | 10000 | Feed Gas Receiving and Condensate Stabilisation | IR1SB
Severe service cv | 100HCV -1050 | VTA | VTA | VTA |  | VTA |  | VTA |  | VTA | 061201Z | VTA | VTA | VTA (Nm) | VTA (Nm) | VTA (Nm) | VTA (Nm) | VTA (Nm) | Open | VTA |  | VTA |  | VTA |  | VTA | VTA |  | VTA |  | VTA |  | VTA |  | VTA | VTA |  | VTA | F001 | PR01 | 10000 | Feed Gas Receiving and Condensate Stabilisation | IR1SB
Severe service cv | 100HCV -1050 | VTA | VTA | VTA |  | VTA |  | VTA |  | VTA | 061201Z | VTA | VTA | VTA (Nm) | VTA (Nm) | VTA (Nm) | VTA (Nm) | VTA (Nm) | Open | VTA |  | VTA |  | VTA |  | VTA | VTA |  | VTA |  | VTA |  | VTA |  | VTA | VTA |  | VTA | F001 | PR01 | 10000 | Feed Gas Receiving and Condensate Stabilisation | IR1SB
Severe service cv | 100HCV -1050 | VTA | VTA | VTA |  | VTA |  | VTA |  | VTA | 061201Z | VTA | VTA | VTA (Nm) | VTA (Nm) | VTA (Nm) | VTA (Nm) | VTA (Nm) | Open | VTA |  | VTA |  | VTA |  | VTA | VTA |  | VTA |  | VTA |  | VTA |  | VTA | VTA |  | VTA | F001 | PR01 | 10000 | Feed Gas Receiving and Condensate Stabilisation | IR1SB
Severe service cv | 100HCV -1033 | VTA | VTA | VTA |  | VTA |  | VTA |  | VTA | 061201Z | VTA | VTA | VTA (Nm) | VTA (Nm) | VTA (Nm) | VTA (Nm) | VTA (Nm) | Open | VTA |  | VTA |  | VTA |  | VTA | VTA |  | VTA |  | VTA |  | VTA |  | VTA | VTA |  | VTA | F001 | PR01 | 10000 | Feed Gas Receiving and Condensate Stabilisation | IR1SB
Severe service cv | 100HCV -1033 | VTA | VTA | VTA |  | VTA |  | VTA |  | VTA | 061201Z | VTA | VTA | VTA (Nm) | VTA (Nm) | VTA (Nm) | VTA (Nm) | VTA (Nm) | Open | VTA |  | VTA |  | VTA |  | VTA | VTA |  | VTA |  | VTA |  | VTA |  | VTA | VTA |  | VTA | F001 | PR01 | 10000 | Feed Gas Receiving and Condensate Stabilisation | IR1SB
Severe service cv | 100HCV -1033 | VTA | VTA | VTA |  | VTA |  | VTA |  | VTA | 061201Z | VTA | VTA | VTA (Nm) | VTA (Nm) | VTA (Nm) | VTA (Nm) | VTA (Nm) | Open | VTA |  | VTA |  | VTA |  | VTA | VTA |  | VTA |  | VTA |  | VTA |  | VTA | VTA |  | VTA | F001 | PR01 | 10000 | Feed Gas Receiving and Condensate Stabilisation | IR1SB
Severe service cv | 100HCV -1033 | VTA | VTA | VTA |  | VTA |  | VTA |  | VTA | 061201Z | VTA | VTA | VTA (Nm) | VTA (Nm) | VTA (Nm) | VTA (Nm) | VTA (Nm) | Open | VTA |  | VTA |  | VTA |  | VTA | VTA |  | VTA |  | VTA |  | VTA |  | VTA | VTA |  | VTA | F001 | PR01 | 10000 | Feed Gas Receiving and Condensate Stabilisation | IR1SB
Severe service cv | 100HCV -1030 | VTA | VTA | VTA |  | VTA |  | VTA |  | VTA | 061201Z | VTA | VTA | VTA (Nm) | VTA (Nm) | VTA (Nm) | VTA (Nm) | VTA (Nm) | Open | VTA |  | VTA |  | VTA |  | VTA | VTA |  | VTA |  | VTA |  | VTA |  | VTA | VTA |  | VTA | F001 | PR01 | 10000 | Feed Gas Receiving and Condensate Stabilisation | IR1SB
Severe service cv | 100FCV -1046 | VTA | VTA | VTA |  | VTA |  | VTA |  | VTA | 061432X | VTA | VTA | VTA (Nm) | VTA (Nm) | VTA (Nm) | VTA (Nm) | VTA (Nm) | Open | VTA |  | VTA |  | VTA |  | VTA | VTA |  | VTA |  | VTA |  | VTA |  | VTA | VTA |  | VTA | F001 | PR01 | 10000 | Feed Gas Receiving and Condensate Stabilisation | IR1SB
Severe service cv | 100FCV -1045 | VTA | VTA | VTA |  | VTA |  | VTA |  | VTA | 061432X | VTA | VTA | VTA (Nm) | VTA (Nm) | VTA (Nm) | VTA (Nm) | VTA (Nm) | Open | VTA |  | VTA |  | VTA |  | VTA | VTA |  | VTA |  | VTA |  | VTA |  | VTA | VTA |  | VTA | F001 | PR01 | 10000 | Feed Gas Receiving and Condensate Stabilisation | IR1SB
Severe service cv | 100FCV -1044 | VTA | VTA | VTA |  | VTA |  | VTA |  | VTA | 061432X | VTA | VTA | VTA (Nm) | VTA (Nm) | VTA (Nm) | VTA (Nm) | VTA (Nm) | Close | VTA |  | VTA |  | VTA |  | VTA | VTA |  | VTA |  | VTA |  | VTA |  | VTA | VTA |  | VTA | F001 | PR01 | 10000 | Feed Gas Receiving and Condensate Stabilisation | IR1SB
Control Valve | 100FCV -1223 | VTA | VTA | VTA |  | VTA |  | VTA |  | VTA | 011261S | VTA | VTA | VTA (Nm) | VTA (Nm) | VTA (Nm) | VTA (Nm) | VTA (Nm) | Close | VTA |  | VTA |  | VTA |  | VTA | VTA |  | VTA |  | VTA |  | VTA |  | VTA | VTA |  | VTA | F001 | PR01 | 10000 | Feed Gas Receiving and Condensate Stabilisation | IR1SB
Control Valve | 100FCV -1023 | VTA | VTA | VTA |  | VTA |  | VTA |  | VTA | 011261S | VTA | VTA | VTA (Nm) | VTA (Nm) | VTA (Nm) | VTA (Nm) | VTA (Nm) | Close | VTA |  | VTA |  | VTA |  | VTA | VTA |  | VTA |  | VTA |  | VTA |  | VTA | VTA |  | VTA | F001 | PR01 | 10000 | Feed Gas Receiving and Condensate Stabilisation | IR1SB
Severe service cv | 100UZV -2961 | VTA | VTA | VTA |  | VTA |  | VTA |  | VTA | 063833X | VTA | VTA | VTA (Nm) | VTA (Nm) | VTA (Nm) | VTA (Nm) | VTA (Nm) | Open | VTA |  | VTA |  | VTA |  | VTA | VTA |  | VTA |  | VTA |  | VTA |  | VTA | VTA |  | VTA | F001 | PR01 | 10000 | Feed Gas Receiving and Condensate Stabilisation | -
Severe service cv | 100UZV -2833 | VTA | VTA | VTA |  | VTA |  | VTA |  | VTA | 063480Z | VTA | VTA | VTA (Nm) | VTA (Nm) | VTA (Nm) | VTA (Nm) | VTA (Nm) | Open | VTA |  | VTA |  | VTA |  | VTA | VTA |  | VTA |  | VTA |  | VTA |  | VTA | VTA |  | VTA | F001 | PR01 | 10000 | Feed Gas Receiving and Condensate Stabilisation | -
Severe service cv | 100UZV -2951 | VTA | VTA | VTA |  | VTA |  | VTA |  | VTA | 063833X | VTA | VTA | VTA (Nm) | VTA (Nm) | VTA (Nm) | VTA (Nm) | VTA (Nm) | Open | VTA |  | VTA |  | VTA |  | VTA | VTA |  | VTA |  | VTA |  | VTA |  | VTA | VTA |  | VTA | F001 | PR01 | 10000 | Feed Gas Receiving and Condensate Stabilisation | -
Control Valve | 110PCV -1111 | VTA | VTA | VTA |  | VTA |  | VTA |  | VTA | 011007X | VTA | VTA | VTA (Nm) | VTA (Nm) | VTA (Nm) | VTA (Nm) | VTA (Nm) | Open | VTA |  | VTA |  | VTA |  | VTA | VTA |  | VTA |  | VTA |  | VTA |  | VTA | VTA |  | VTA | F001 | PR01 | 11000 | Acid Gas Removal Unit | IR1SB
Control Valve | 110TCV -1047 | VTA | VTA | VTA |  | VTA |  | VTA |  | VTA |  | VTA | VTA | VTA (Nm) | VTA (Nm) | VTA (Nm) | VTA (Nm) | VTA (Nm) | Close | VTA |  | VTA |  | VTA |  | VTA | VTA |  | VTA |  | VTA |  | VTA |  | VTA | VTA |  | VTA | F001 | PR01 | 11000 | Acid Gas Removal Unit | IR0P
Control Valve | 110TCV -1046 | VTA | VTA | VTA |  | VTA |  | VTA |  | VTA |  | VTA | VTA | VTA (Nm) | VTA (Nm) | VTA (Nm) | VTA (Nm) | VTA (Nm) | Close | VTA |  | VTA |  | VTA |  | VTA | VTA |  | VTA |  | VTA |  | VTA |  | VTA | VTA |  | VTA | F001 | PR01 | 11000 | Acid Gas Removal Unit | IR0P
Control Valve | 110FCV -1051 | VTA | VTA | VTA |  | VTA |  | VTA |  | VTA | 011007X | VTA | VTA | VTA (Nm) | VTA (Nm) | VTA (Nm) | VTA (Nm) | VTA (Nm) | Open | VTA |  | VTA |  | VTA |  | VTA | VTA |  | VTA |  | VTA |  | VTA |  | VTA | VTA |  | VTA | F001 | PR01 | 11000 | Acid Gas Removal Unit | IR0P
Control Valve | 110FCV -1051 | VTA | VTA | VTA |  | VTA |  | VTA |  | VTA | 011007X | VTA | VTA | VTA (Nm) | VTA (Nm) | VTA (Nm) | VTA (Nm) | VTA (Nm) | Open | VTA |  | VTA |  | VTA |  | VTA | VTA |  | VTA |  | VTA |  | VTA |  | VTA | VTA |  | VTA | F001 | PR01 | 11000 | Acid Gas Removal Unit | IR0P
Control Valve | 110FCV -1051 | VTA | VTA | VTA |  | VTA |  | VTA |  | VTA | 011007X | VTA | VTA | VTA (Nm) | VTA (Nm) | VTA (Nm) | VTA (Nm) | VTA (Nm) | Open | VTA |  | VTA |  | VTA |  | VTA | VTA |  | VTA |  | VTA |  | VTA |  | VTA | VTA |  | VTA | F001 | PR01 | 11000 | Acid Gas Removal Unit | IR0P
Control Valve | 110FCV -1051 | VTA | VTA | VTA |  | VTA |  | VTA |  | VTA | 011007X | VTA | VTA | VTA (Nm) | VTA (Nm) | VTA (Nm) | VTA (Nm) | VTA (Nm) | Open | VTA |  | VTA |  | VTA |  | VTA | VTA |  | VTA |  | VTA |  | VTA |  | VTA | VTA |  | VTA | F001 | PR01 | 11000 | Acid Gas Removal Unit | IR0P
Severe service cv | 110UZV -2811 | VTA | VTA | VTA |  | VTA |  | VTA |  | VTA | 061384X | VTA | VTA | VTA (Nm) | VTA (Nm) | VTA (Nm) | VTA (Nm) | VTA (Nm) | Open | VTA |  | VTA |  | VTA |  | VTA | VTA |  | VTA |  | VTA |  | VTA |  | VTA | VTA |  | VTA | F001 | PR01 | 11000 | Acid Gas Removal Unit | -
Control Valve | 110TCV -1001 | VTA | VTA | VTA |  | VTA |  | VTA |  | VTA | 011007X | VTA | VTA | VTA (Nm) | VTA (Nm) | VTA (Nm) | VTA (Nm) | VTA (Nm) | Last | VTA |  | VTA |  | VTA |  | VTA | VTA |  | VTA |  | VTA |  | VTA |  | VTA | VTA |  | VTA | F001 | PR01 | 11000 | Acid Gas Removal Unit | IR1SB
Control Valve | 110PCV -1061B | VTA | VTA | VTA |  | VTA |  | VTA |  | VTA | LR011007X | VTA | VTA | VTA (Nm) | VTA (Nm) | VTA (Nm) | VTA (Nm) | VTA (Nm) | Close | VTA |  | VTA |  | VTA |  | VTA | VTA |  | VTA |  | VTA |  | VTA |  | VTA | VTA |  | VTA | F001 | PR01 | 11000 | Acid Gas Removal Unit | IR0P
Control Valve | 110PCV -1061A | VTA | VTA | VTA |  | VTA |  | VTA |  | VTA | LR011007X | VTA | VTA | VTA (Nm) | VTA (Nm) | VTA (Nm) | VTA (Nm) | VTA (Nm) | Close | VTA |  | VTA |  | VTA |  | VTA | VTA |  | VTA |  | VTA |  | VTA |  | VTA | VTA |  | VTA | F001 | PR01 | 11000 | Acid Gas Removal Unit | IR0P
Control Valve | 110PCV -1039 | VTA | VTA | VTA |  | VTA |  | VTA |  | VTA | 011007X | VTA | VTA | VTA (Nm) | VTA (Nm) | VTA (Nm) | VTA (Nm) | VTA (Nm) | Close | VTA |  | VTA |  | VTA |  | VTA | VTA |  | VTA |  | VTA |  | VTA |  | VTA | VTA |  | VTA | F001 | PR01 | 11000 | Acid Gas Removal Unit | IR1SB
Control Valve | 110PCV -1039 | VTA | VTA | VTA |  | VTA |  | VTA |  | VTA | 011007X | VTA | VTA | VTA (Nm) | VTA (Nm) | VTA (Nm) | VTA (Nm) | VTA (Nm) | Close | VTA |  | VTA |  | VTA |  | VTA | VTA |  | VTA |  | VTA |  | VTA |  | VTA | VTA |  | VTA | F001 | PR01 | 11000 | Acid Gas Removal Unit | IR1SB
Control Valve | 110PCV -1039 | VTA | VTA | VTA |  | VTA |  | VTA |  | VTA | 011007X | VTA | VTA | VTA (Nm) | VTA (Nm) | VTA (Nm) | VTA (Nm) | VTA (Nm) | Close | VTA |  | VTA |  | VTA |  | VTA | VTA |  | VTA |  | VTA |  | VTA |  | VTA | VTA |  | VTA | F001 | PR01 | 11000 | Acid Gas Removal Unit | IR1SB
Control Valve | 110PCV -1039 | VTA | VTA | VTA |  | VTA |  | VTA |  | VTA | 011007X | VTA | VTA | VTA (Nm) | VTA (Nm) | VTA (Nm) | VTA (Nm) | VTA (Nm) | Close | VTA |  | VTA |  | VTA |  | VTA | VTA |  | VTA |  | VTA |  | VTA |  | VTA | VTA |  | VTA | F001 | PR01 | 11000 | Acid Gas Removal Unit | IR1SB
Control Valve | 110PCV -1039 | VTA | VTA | VTA |  | VTA |  | VTA |  | VTA | 011007X | VTA | VTA | VTA (Nm) | VTA (Nm) | VTA (Nm) | VTA (Nm) | VTA (Nm) | Close | VTA |  | VTA |  | VTA |  | VTA | VTA |  | VTA |  | VTA |  | VTA |  | VTA | VTA |  | VTA | F001 | PR01 | 11000 | Acid Gas Removal Unit | IR1SB
Control Valve | 110PCV -1039 | VTA | VTA | VTA |  | VTA |  | VTA |  | VTA | 011007X | VTA | VTA | VTA (Nm) | VTA (Nm) | VTA (Nm) | VTA (Nm) | VTA (Nm) | Close | VTA |  | VTA |  | VTA |  | VTA | VTA |  | VTA |  | VTA |  | VTA |  | VTA | VTA |  | VTA | F001 | PR01 | 11000 | Acid Gas Removal Unit | IR1SB
Control Valve | 110PCV -1039 | VTA | VTA | VTA |  | VTA |  | VTA |  | VTA | 011007X | VTA | VTA | VTA (Nm) | VTA (Nm) | VTA (Nm) | VTA (Nm) | VTA (Nm) | Close | VTA |  | VTA |  | VTA |  | VTA | VTA |  | VTA |  | VTA |  | VTA |  | VTA | VTA |  | VTA | F001 | PR01 | 11000 | Acid Gas Removal Unit | IR1SB
Control Valve | 110PCV -1039 | VTA | VTA | VTA |  | VTA |  | VTA |  | VTA | 011007X | VTA | VTA | VTA (Nm) | VTA (Nm) | VTA (Nm) | VTA (Nm) | VTA (Nm) | Close | VTA |  | VTA |  | VTA |  | VTA | VTA |  | VTA |  | VTA |  | VTA |  | VTA | VTA |  | VTA | F001 | PR01 | 11000 | Acid Gas Removal Unit | IR1SB
Control Valve | 110PCV -1039 | VTA | VTA | VTA |  | VTA |  | VTA |  | VTA | 011007X | VTA | VTA | VTA (Nm) | VTA (Nm) | VTA (Nm) | VTA (Nm) | VTA (Nm) | Close | VTA |  | VTA |  | VTA |  | VTA | VTA |  | VTA |  | VTA |  | VTA |  | VTA | VTA |  | VTA | F001 | PR01 | 11000 | Acid Gas Removal Unit | IR1SB
Control Valve | 110PCV -1110 | VTA | VTA | VTA |  | VTA |  | VTA |  | VTA | 013480Z | VTA | VTA | VTA (Nm) | VTA (Nm) | VTA (Nm) | VTA (Nm) | VTA (Nm) | Close | VTA |  | VTA |  | VTA |  | VTA | VTA |  | VTA |  | VTA |  | VTA |  | VTA | VTA |  | VTA | F001 | PR01 | 11000 | Acid Gas Removal Unit | IR1SB
Control Valve | 110PCV -1110 | VTA | VTA | VTA |  | VTA |  | VTA |  | VTA | 013480Z | VTA | VTA | VTA (Nm) | VTA (Nm) | VTA (Nm) | VTA (Nm) | VTA (Nm) | Close | VTA |  | VTA |  | VTA |  | VTA | VTA |  | VTA |  | VTA |  | VTA |  | VTA | VTA |  | VTA | F001 | PR01 | 11000 | Acid Gas Removal Unit | IR1SB
Control Valve | 110PCV -1110 | VTA | VTA | VTA |  | VTA |  | VTA |  | VTA | 013480Z | VTA | VTA | VTA (Nm) | VTA (Nm) | VTA (Nm) | VTA (Nm) | VTA (Nm) | Close | VTA |  | VTA |  | VTA |  | VTA | VTA |  | VTA |  | VTA |  | VTA |  | VTA | VTA |  | VTA | F001 | PR01 | 11000 | Acid Gas Removal Unit | IR1SB
Control Valve | 110PCV -1110 | VTA | VTA | VTA |  | VTA |  | VTA |  | VTA | 013480Z | VTA | VTA | VTA (Nm) | VTA (Nm) | VTA (Nm) | VTA (Nm) | VTA (Nm) | Close | VTA |  | VTA |  | VTA |  | VTA | VTA |  | VTA |  | VTA |  | VTA |  | VTA | VTA |  | VTA | F001 | PR01 | 11000 | Acid Gas Removal Unit | IR1SB
Control Valve | 110PCV -1110 | VTA | VTA | VTA |  | VTA |  | VTA |  | VTA | 013480Z | VTA | VTA | VTA (Nm) | VTA (Nm) | VTA (Nm) | VTA (Nm) | VTA (Nm) | Close | VTA |  | VTA |  | VTA |  | VTA | VTA |  | VTA |  | VTA |  | VTA |  | VTA | VTA |  | VTA | F001 | PR01 | 11000 | Acid Gas Removal Unit | IR1SB
Control Valve | 110PCV -1110 | VTA | VTA | VTA |  | VTA |  | VTA |  | VTA | 013480Z | VTA | VTA | VTA (Nm) | VTA (Nm) | VTA (Nm) | VTA (Nm) | VTA (Nm) | Close | VTA |  | VTA |  | VTA |  | VTA | VTA |  | VTA |  | VTA |  | VTA |  | VTA | VTA |  | VTA | F001 | PR01 | 11000 | Acid Gas Removal Unit | IR1SB
Control Valve | 110PCV -1110 | VTA | VTA | VTA |  | VTA |  | VTA |  | VTA | 013480Z | VTA | VTA | VTA (Nm) | VTA (Nm) | VTA (Nm) | VTA (Nm) | VTA (Nm) | Close | VTA |  | VTA |  | VTA |  | VTA | VTA |  | VTA |  | VTA |  | VTA |  | VTA | VTA |  | VTA | F001 | PR01 | 11000 | Acid Gas Removal Unit | IR1SB
Control Valve | 110PCV -1110 | VTA | VTA | VTA |  | VTA |  | VTA |  | VTA | 013480Z | VTA | VTA | VTA (Nm) | VTA (Nm) | VTA (Nm) | VTA (Nm) | VTA (Nm) | Close | VTA |  | VTA |  | VTA |  | VTA | VTA |  | VTA |  | VTA |  | VTA |  | VTA | VTA |  | VTA | F001 | PR01 | 11000 | Acid Gas Removal Unit | IR1SB
Control Valve | 110PCV -1110 | VTA | VTA | VTA |  | VTA |  | VTA |  | VTA | 013480Z | VTA | VTA | VTA (Nm) | VTA (Nm) | VTA (Nm) | VTA (Nm) | VTA (Nm) | Close | VTA |  | VTA |  | VTA |  | VTA | VTA |  | VTA |  | VTA |  | VTA |  | VTA | VTA |  | VTA | F001 | PR01 | 11000 | Acid Gas Removal Unit | IR1SB
Control Valve | 110PCV -1016 | VTA | VTA | VTA |  | VTA |  | VTA |  | VTA | 013480Z | VTA | VTA | VTA (Nm) | VTA (Nm) | VTA (Nm) | VTA (Nm) | VTA (Nm) | Close | VTA |  | VTA |  | VTA |  | VTA | VTA |  | VTA |  | VTA |  | VTA |  | VTA | VTA |  | VTA | F001 | PR01 | 11000 | Acid Gas Removal Unit | IR1SB
Control Valve | 110PCV -1016 | VTA | VTA | VTA |  | VTA |  | VTA |  | VTA | 013480Z | VTA | VTA | VTA (Nm) | VTA (Nm) | VTA (Nm) | VTA (Nm) | VTA (Nm) | Close | VTA |  | VTA |  | VTA |  | VTA | VTA |  | VTA |  | VTA |  | VTA |  | VTA | VTA |  | VTA | F001 | PR01 | 11000 | Acid Gas Removal Unit | IR1SB
Control Valve | 110PCV -1016 | VTA | VTA | VTA |  | VTA |  | VTA |  | VTA | 013480Z | VTA | VTA | VTA (Nm) | VTA (Nm) | VTA (Nm) | VTA (Nm) | VTA (Nm) | Close | VTA |  | VTA |  | VTA |  | VTA | VTA |  | VTA |  | VTA |  | VTA |  | VTA | VTA |  | VTA | F001 | PR01 | 11000 | Acid Gas Removal Unit | IR1SB
Control Valve | 110PCV -1016 | VTA | VTA | VTA |  | VTA |  | VTA |  | VTA | 013480Z | VTA | VTA | VTA (Nm) | VTA (Nm) | VTA (Nm) | VTA (Nm) | VTA (Nm) | Close | VTA |  | VTA |  | VTA |  | VTA | VTA |  | VTA |  | VTA |  | VTA |  | VTA | VTA |  | VTA | F001 | PR01 | 11000 | Acid Gas Removal Unit | IR1SB
Control Valve | 110PCV -1016 | VTA | VTA | VTA |  | VTA |  | VTA |  | VTA | 013480Z | VTA | VTA | VTA (Nm) | VTA (Nm) | VTA (Nm) | VTA (Nm) | VTA (Nm) | Close | VTA |  | VTA |  | VTA |  | VTA | VTA |  | VTA |  | VTA |  | VTA |  | VTA | VTA |  | VTA | F001 | PR01 | 11000 | Acid Gas Removal Unit | IR1SB
Control Valve | 110PCV -1016 | VTA | VTA | VTA |  | VTA |  | VTA |  | VTA | 013480Z | VTA | VTA | VTA (Nm) | VTA (Nm) | VTA (Nm) | VTA (Nm) | VTA (Nm) | Close | VTA |  | VTA |  | VTA |  | VTA | VTA |  | VTA |  | VTA |  | VTA |  | VTA | VTA |  | VTA | F001 | PR01 | 11000 | Acid Gas Removal Unit | IR1SB
Control Valve | 110PCV -1016 | VTA | VTA | VTA |  | VTA |  | VTA |  | VTA | 013480Z | VTA | VTA | VTA (Nm) | VTA (Nm) | VTA (Nm) | VTA (Nm) | VTA (Nm) | Close | VTA |  | VTA |  | VTA |  | VTA | VTA |  | VTA |  | VTA |  | VTA |  | VTA | VTA |  | VTA | F001 | PR01 | 11000 | Acid Gas Removal Unit | IR1SB
Control Valve | 110PCV -1016 | VTA | VTA | VTA |  | VTA |  | VTA |  | VTA | 013480Z | VTA | VTA | VTA (Nm) | VTA (Nm) | VTA (Nm) | VTA (Nm) | VTA (Nm) | Close | VTA |  | VTA |  | VTA |  | VTA | VTA |  | VTA |  | VTA |  | VTA |  | VTA | VTA |  | VTA | F001 | PR01 | 11000 | Acid Gas Removal Unit | IR1SB
Control Valve | 110PCV -1016 | VTA | VTA | VTA |  | VTA |  | VTA |  | VTA | 013480Z | VTA | VTA | VTA (Nm) | VTA (Nm) | VTA (Nm) | VTA (Nm) | VTA (Nm) | Close | VTA |  | VTA |  | VTA |  | VTA | VTA |  | VTA |  | VTA |  | VTA |  | VTA | VTA |  | VTA | F001 | PR01 | 11000 | Acid Gas Removal Unit | IR1SB
Control Valve | 110LCV -1020 | VTA | VTA | VTA |  | VTA |  | VTA |  | VTA | 011011X | VTA | VTA | VTA (Nm) | VTA (Nm) | VTA (Nm) | VTA (Nm) | VTA (Nm) | Close | VTA |  | VTA |  | VTA |  | VTA | VTA |  | VTA |  | VTA |  | VTA |  | VTA | VTA |  | VTA | F001 | PR01 | 11000 | Acid Gas Removal Unit | IR0P
Control Valve | 110LCV -1019 | VTA | VTA | VTA |  | VTA |  | VTA |  | VTA | 011011X | VTA | VTA | VTA (Nm) | VTA (Nm) | VTA (Nm) | VTA (Nm) | VTA (Nm) | Close | VTA |  | VTA |  | VTA |  | VTA | VTA |  | VTA |  | VTA |  | VTA |  | VTA | VTA |  | VTA | F001 | PR01 | 11000 | Acid Gas Removal Unit | IR0P
Control Valve | 110LCV -1018 | VTA | VTA | VTA |  | VTA |  | VTA |  | VTA | 011011X | VTA | VTA | VTA (Nm) | VTA (Nm) | VTA (Nm) | VTA (Nm) | VTA (Nm) | Close | VTA |  | VTA |  | VTA |  | VTA | VTA |  | VTA |  | VTA |  | VTA |  | VTA | VTA |  | VTA | F001 | PR01 | 11000 | Acid Gas Removal Unit | IR0P
Control Valve | 110LCV -1017 | VTA | VTA | VTA |  | VTA |  | VTA |  | VTA | 011011X | VTA | VTA | VTA (Nm) | VTA (Nm) | VTA (Nm) | VTA (Nm) | VTA (Nm) | Close | VTA |  | VTA |  | VTA |  | VTA | VTA |  | VTA |  | VTA |  | VTA |  | VTA | VTA |  | VTA | F001 | PR01 | 11000 | Acid Gas Removal Unit | IR0P
Control Valve | 110FCV -1050 | VTA | VTA | VTA |  | VTA |  | VTA |  | VTA | 011007X | VTA | VTA | VTA (Nm) | VTA (Nm) | VTA (Nm) | VTA (Nm) | VTA (Nm) | Open | VTA |  | VTA |  | VTA |  | VTA | VTA |  | VTA |  | VTA |  | VTA |  | VTA | VTA |  | VTA | F001 | PR01 | 11000 | Acid Gas Removal Unit | IR0P
Control Valve | 110FCV -1050 | VTA | VTA | VTA |  | VTA |  | VTA |  | VTA | 011007X | VTA | VTA | VTA (Nm) | VTA (Nm) | VTA (Nm) | VTA (Nm) | VTA (Nm) | Open | VTA |  | VTA |  | VTA |  | VTA | VTA |  | VTA |  | VTA |  | VTA |  | VTA | VTA |  | VTA | F001 | PR01 | 11000 | Acid Gas Removal Unit | IR0P
Control Valve | 110FCV -1050 | VTA | VTA | VTA |  | VTA |  | VTA |  | VTA | 011007X | VTA | VTA | VTA (Nm) | VTA (Nm) | VTA (Nm) | VTA (Nm) | VTA (Nm) | Open | VTA |  | VTA |  | VTA |  | VTA | VTA |  | VTA |  | VTA |  | VTA |  | VTA | VTA |  | VTA | F001 | PR01 | 11000 | Acid Gas Removal Unit | IR0P
Control Valve | 110FCV -1050 | VTA | VTA | VTA |  | VTA |  | VTA |  | VTA | 011007X | VTA | VTA | VTA (Nm) | VTA (Nm) | VTA (Nm) | VTA (Nm) | VTA (Nm) | Open | VTA |  | VTA |  | VTA |  | VTA | VTA |  | VTA |  | VTA |  | VTA |  | VTA | VTA |  | VTA | F001 | PR01 | 11000 | Acid Gas Removal Unit | IR0P
Control Valve | 110FCV -1027 | VTA | VTA | VTA |  | VTA |  | VTA |  | VTA | 013482Z | VTA | VTA | VTA (Nm) | VTA (Nm) | VTA (Nm) | VTA (Nm) | VTA (Nm) | Close | VTA |  | VTA |  | VTA |  | VTA | VTA |  | VTA |  | VTA |  | VTA |  | VTA | VTA |  | VTA | F001 | PR01 | 11000 | Acid Gas Removal Unit | IR0P
Control Valve | 110FCV -1026 | VTA | VTA | VTA |  | VTA |  | VTA |  | VTA | 013482Z | VTA | VTA | VTA (Nm) | VTA (Nm) | VTA (Nm) | VTA (Nm) | VTA (Nm) | Open | VTA |  | VTA |  | VTA |  | VTA | VTA |  | VTA |  | VTA |  | VTA |  | VTA | VTA |  | VTA | F001 | PR01 | 11000 | Acid Gas Removal Unit | IR0P
Control Valve | 110FCV -1025 | VTA | VTA | VTA |  | VTA |  | VTA |  | VTA | 013482Z | VTA | VTA | VTA (Nm) | VTA (Nm) | VTA (Nm) | VTA (Nm) | VTA (Nm) | Open | VTA |  | VTA |  | VTA |  | VTA | VTA |  | VTA |  | VTA |  | VTA |  | VTA | VTA |  | VTA | F001 | PR01 | 11000 | Acid Gas Removal Unit | IR0P
Control Valve | 110FCV -1025 | VTA | VTA | VTA |  | VTA |  | VTA |  | VTA | 013482Z | VTA | VTA | VTA (Nm) | VTA (Nm) | VTA (Nm) | VTA (Nm) | VTA (Nm) | Open | VTA |  | VTA |  | VTA |  | VTA | VTA |  | VTA |  | VTA |  | VTA |  | VTA | VTA |  | VTA | F001 | PR01 | 11000 | Acid Gas Removal Unit | IR0P
Control Valve | 110FCV -1025 | VTA | VTA | VTA |  | VTA |  | VTA |  | VTA | 013482Z | VTA | VTA | VTA (Nm) | VTA (Nm) | VTA (Nm) | VTA (Nm) | VTA (Nm) | Open | VTA |  | VTA |  | VTA |  | VTA | VTA |  | VTA |  | VTA |  | VTA |  | VTA | VTA |  | VTA | F001 | PR01 | 11000 | Acid Gas Removal Unit | IR0P
Control Valve | 110FCV -1025 | VTA | VTA | VTA |  | VTA |  | VTA |  | VTA | 013482Z | VTA | VTA | VTA (Nm) | VTA (Nm) | VTA (Nm) | VTA (Nm) | VTA (Nm) | Open | VTA |  | VTA |  | VTA |  | VTA | VTA |  | VTA |  | VTA |  | VTA |  | VTA | VTA |  | VTA | F001 | PR01 | 11000 | Acid Gas Removal Unit | IR0P
Control Valve | 110FCV -1023 | VTA | VTA | VTA |  | VTA |  | VTA |  | VTA | 011007X | VTA | VTA | VTA (Nm) | VTA (Nm) | VTA (Nm) | VTA (Nm) | VTA (Nm) | Open | VTA |  | VTA |  | VTA |  | VTA | VTA |  | VTA |  | VTA |  | VTA |  | VTA | VTA |  | VTA | F001 | PR01 | 11000 | Acid Gas Removal Unit | IR0P
Control Valve | 110FCV -1022 | VTA | VTA | VTA |  | VTA |  | VTA |  | VTA | 011007X | VTA | VTA | VTA (Nm) | VTA (Nm) | VTA (Nm) | VTA (Nm) | VTA (Nm) | Open | VTA |  | VTA |  | VTA |  | VTA | VTA |  | VTA |  | VTA |  | VTA |  | VTA | VTA |  | VTA | F001 | PR01 | 11000 | Acid Gas Removal Unit | IR0P
Control Valve | 110FCV -1021 | VTA | VTA | VTA |  | VTA |  | VTA |  | VTA | 011007X | VTA | VTA | VTA (Nm) | VTA (Nm) | VTA (Nm) | VTA (Nm) | VTA (Nm) | Open | VTA |  | VTA |  | VTA |  | VTA | VTA |  | VTA |  | VTA |  | VTA |  | VTA | VTA |  | VTA | F001 | PR01 | 11000 | Acid Gas Removal Unit | IR0P
Severe service cv | 110FCV -1007 | VTA | VTA | VTA |  | VTA |  | VTA |  | VTA | 091007Z | VTA | VTA | VTA (Nm) | VTA (Nm) | VTA (Nm) | VTA (Nm) | VTA (Nm) | Open | VTA |  | VTA |  | VTA |  | VTA | VTA |  | VTA |  | VTA |  | VTA |  | VTA | VTA |  | VTA | F001 | PR01 | 11000 | Acid Gas Removal Unit | IR1SB
Severe service cv | 110FCV -1006 | VTA | VTA | VTA |  | VTA |  | VTA |  | VTA | 091007Z | VTA | VTA | VTA (Nm) | VTA (Nm) | VTA (Nm) | VTA (Nm) | VTA (Nm) | Open | VTA |  | VTA |  | VTA |  | VTA | VTA |  | VTA |  | VTA |  | VTA |  | VTA | VTA |  | VTA | F001 | PR01 | 11000 | Acid Gas Removal Unit | IR1SB
Severe service cv | 110FCV -1005 | VTA | VTA | VTA |  | VTA |  | VTA |  | VTA | 091007Z | VTA | VTA | VTA (Nm) | VTA (Nm) | VTA (Nm) | VTA (Nm) | VTA (Nm) | Open | VTA |  | VTA |  | VTA |  | VTA | VTA |  | VTA |  | VTA |  | VTA |  | VTA | VTA |  | VTA | F001 | PR01 | 11000 | Acid Gas Removal Unit | IR1SB
Severe service cv | 110FCV -1004 | VTA | VTA | VTA |  | VTA |  | VTA |  | VTA | 091007Z | VTA | VTA | VTA (Nm) | VTA (Nm) | VTA (Nm) | VTA (Nm) | VTA (Nm) | Close | VTA |  | VTA |  | VTA |  | VTA | VTA |  | VTA |  | VTA |  | VTA |  | VTA | VTA |  | VTA | F001 | PR01 | 11000 | Acid Gas Removal Unit | IR1SB
Severe service cv | 110FCV -1004 | VTA | VTA | VTA |  | VTA |  | VTA |  | VTA | 091007Z | VTA | VTA | VTA (Nm) | VTA (Nm) | VTA (Nm) | VTA (Nm) | VTA (Nm) | Close | VTA |  | VTA |  | VTA |  | VTA | VTA |  | VTA |  | VTA |  | VTA |  | VTA | VTA |  | VTA | F001 | PR01 | 11000 | Acid Gas Removal Unit | IR1SB
Severe service cv | 110FCV -1004 | VTA | VTA | VTA |  | VTA |  | VTA |  | VTA | 091007Z | VTA | VTA | VTA (Nm) | VTA (Nm) | VTA (Nm) | VTA (Nm) | VTA (Nm) | Close | VTA |  | VTA |  | VTA |  | VTA | VTA |  | VTA |  | VTA |  | VTA |  | VTA | VTA |  | VTA | F001 | PR01 | 11000 | Acid Gas Removal Unit | IR1SB
Severe service cv | 110FCV -1004 | VTA | VTA | VTA |  | VTA |  | VTA |  | VTA | 091007Z | VTA | VTA | VTA (Nm) | VTA (Nm) | VTA (Nm) | VTA (Nm) | VTA (Nm) | Close | VTA |  | VTA |  | VTA |  | VTA | VTA |  | VTA |  | VTA |  | VTA |  | VTA | VTA |  | VTA | F001 | PR01 | 11000 | Acid Gas Removal Unit | IR1SB
Severe service cv | 110FCV -1004 | VTA | VTA | VTA |  | VTA |  | VTA |  | VTA | 091007Z | VTA | VTA | VTA (Nm) | VTA (Nm) | VTA (Nm) | VTA (Nm) | VTA (Nm) | Close | VTA |  | VTA |  | VTA |  | VTA | VTA |  | VTA |  | VTA |  | VTA |  | VTA | VTA |  | VTA | F001 | PR01 | 11000 | Acid Gas Removal Unit | IR1SB
Severe service cv | 110FCV -1004 | VTA | VTA | VTA |  | VTA |  | VTA |  | VTA | 091007Z | VTA | VTA | VTA (Nm) | VTA (Nm) | VTA (Nm) | VTA (Nm) | VTA (Nm) | Close | VTA |  | VTA |  | VTA |  | VTA | VTA |  | VTA |  | VTA |  | VTA |  | VTA | VTA |  | VTA | F001 | PR01 | 11000 | Acid Gas Removal Unit | IR1SB
Severe service cv | 110FCV -1004 | VTA | VTA | VTA |  | VTA |  | VTA |  | VTA | 091007Z | VTA | VTA | VTA (Nm) | VTA (Nm) | VTA (Nm) | VTA (Nm) | VTA (Nm) | Close | VTA |  | VTA |  | VTA |  | VTA | VTA |  | VTA |  | VTA |  | VTA |  | VTA | VTA |  | VTA | F001 | PR01 | 11000 | Acid Gas Removal Unit | IR1SB
Severe service cv | 110FCV -1004 | VTA | VTA | VTA |  | VTA |  | VTA |  | VTA | 091007Z | VTA | VTA | VTA (Nm) | VTA (Nm) | VTA (Nm) | VTA (Nm) | VTA (Nm) | Close | VTA |  | VTA |  | VTA |  | VTA | VTA |  | VTA |  | VTA |  | VTA |  | VTA | VTA |  | VTA | F001 | PR01 | 11000 | Acid Gas Removal Unit | IR1SB
Severe service cv | 110FCV -1004 | VTA | VTA | VTA |  | VTA |  | VTA |  | VTA | 091007Z | VTA | VTA | VTA (Nm) | VTA (Nm) | VTA (Nm) | VTA (Nm) | VTA (Nm) | Close | VTA |  | VTA |  | VTA |  | VTA | VTA |  | VTA |  | VTA |  | VTA |  | VTA | VTA |  | VTA | F001 | PR01 | 11000 | Acid Gas Removal Unit | IR1SB
Severe service cv | 110FCV -1004 | VTA | VTA | VTA |  | VTA |  | VTA |  | VTA | 091007Z | VTA | VTA | VTA (Nm) | VTA (Nm) | VTA (Nm) | VTA (Nm) | VTA (Nm) | Close | VTA |  | VTA |  | VTA |  | VTA | VTA |  | VTA |  | VTA |  | VTA |  | VTA | VTA |  | VTA | F001 | PR01 | 11000 | Acid Gas Removal Unit | IR1SB
Severe service cv | 110FCV -1004 | VTA | VTA | VTA |  | VTA |  | VTA |  | VTA | 091007Z | VTA | VTA | VTA (Nm) | VTA (Nm) | VTA (Nm) | VTA (Nm) | VTA (Nm) | Close | VTA |  | VTA |  | VTA |  | VTA | VTA |  | VTA |  | VTA |  | VTA |  | VTA | VTA |  | VTA | F001 | PR01 | 11000 | Acid Gas Removal Unit | IR1SB
Severe service cv | 110FCV -1004 | VTA | VTA | VTA |  | VTA |  | VTA |  | VTA | 091007Z | VTA | VTA | VTA (Nm) | VTA (Nm) | VTA (Nm) | VTA (Nm) | VTA (Nm) | Close | VTA |  | VTA |  | VTA |  | VTA | VTA |  | VTA |  | VTA |  | VTA |  | VTA | VTA |  | VTA | F001 | PR01 | 11000 | Acid Gas Removal Unit | IR1SB
Severe service cv | 110FCV -1004 | VTA | VTA | VTA |  | VTA |  | VTA |  | VTA | 091007Z | VTA | VTA | VTA (Nm) | VTA (Nm) | VTA (Nm) | VTA (Nm) | VTA (Nm) | Close | VTA |  | VTA |  | VTA |  | VTA | VTA |  | VTA |  | VTA |  | VTA |  | VTA | VTA |  | VTA | F001 | PR01 | 11000 | Acid Gas Removal Unit | IR1SB
Severe service cv | 110FCV -1004 | VTA | VTA | VTA |  | VTA |  | VTA |  | VTA | 091007Z | VTA | VTA | VTA (Nm) | VTA (Nm) | VTA (Nm) | VTA (Nm) | VTA (Nm) | Close | VTA |  | VTA |  | VTA |  | VTA | VTA |  | VTA |  | VTA |  | VTA |  | VTA | VTA |  | VTA | F001 | PR01 | 11000 | Acid Gas Removal Unit | IR1SB
Severe service cv | 110FCV -1004 | VTA | VTA | VTA |  | VTA |  | VTA |  | VTA | 091007Z | VTA | VTA | VTA (Nm) | VTA (Nm) | VTA (Nm) | VTA (Nm) | VTA (Nm) | Close | VTA |  | VTA |  | VTA |  | VTA | VTA |  | VTA |  | VTA |  | VTA |  | VTA | VTA |  | VTA | F001 | PR01 | 11000 | Acid Gas Removal Unit | IR1SB
Severe service cv | 110FCV -1004 | VTA | VTA | VTA |  | VTA |  | VTA |  | VTA | 091007Z | VTA | VTA | VTA (Nm) | VTA (Nm) | VTA (Nm) | VTA (Nm) | VTA (Nm) | Close | VTA |  | VTA |  | VTA |  | VTA | VTA |  | VTA |  | VTA |  | VTA |  | VTA | VTA |  | VTA | F001 | PR01 | 11000 | Acid Gas Removal Unit | IR1SB
Severe service cv | 110FCV -1004 | VTA | VTA | VTA |  | VTA |  | VTA |  | VTA | 091007Z | VTA | VTA | VTA (Nm) | VTA (Nm) | VTA (Nm) | VTA (Nm) | VTA (Nm) | Close | VTA |  | VTA |  | VTA |  | VTA | VTA |  | VTA |  | VTA |  | VTA |  | VTA | VTA |  | VTA | F001 | PR01 | 11000 | Acid Gas Removal Unit | IR1SB
Severe service cv | 110FCV -1004 | VTA | VTA | VTA |  | VTA |  | VTA |  | VTA | 091007Z | VTA | VTA | VTA (Nm) | VTA (Nm) | VTA (Nm) | VTA (Nm) | VTA (Nm) | Close | VTA |  | VTA |  | VTA |  | VTA | VTA |  | VTA |  | VTA |  | VTA |  | VTA | VTA |  | VTA | F001 | PR01 | 11000 | Acid Gas Removal Unit | IR1SB
Severe service cv | 110FCV -1004 | VTA | VTA | VTA |  | VTA |  | VTA |  | VTA | 091007Z | VTA | VTA | VTA (Nm) | VTA (Nm) | VTA (Nm) | VTA (Nm) | VTA (Nm) | Close | VTA |  | VTA |  | VTA |  | VTA | VTA |  | VTA |  | VTA |  | VTA |  | VTA | VTA |  | VTA | F001 | PR01 | 11000 | Acid Gas Removal Unit | IR1SB
Severe service cv | 110FCV -1004 | VTA | VTA | VTA |  | VTA |  | VTA |  | VTA | 091007Z | VTA | VTA | VTA (Nm) | VTA (Nm) | VTA (Nm) | VTA (Nm) | VTA (Nm) | Close | VTA |  | VTA |  | VTA |  | VTA | VTA |  | VTA |  | VTA |  | VTA |  | VTA | VTA |  | VTA | F001 | PR01 | 11000 | Acid Gas Removal Unit | IR1SB
Severe service cv | 110FCV -1004 | VTA | VTA | VTA |  | VTA |  | VTA |  | VTA | 091007Z | VTA | VTA | VTA (Nm) | VTA (Nm) | VTA (Nm) | VTA (Nm) | VTA (Nm) | Close | VTA |  | VTA |  | VTA |  | VTA | VTA |  | VTA |  | VTA |  | VTA |  | VTA | VTA |  | VTA | F001 | PR01 | 11000 | Acid Gas Removal Unit | IR1SB
Severe service cv | 110FCV -1004 | VTA | VTA | VTA |  | VTA |  | VTA |  | VTA | 091007Z | VTA | VTA | VTA (Nm) | VTA (Nm) | VTA (Nm) | VTA (Nm) | VTA (Nm) | Close | VTA |  | VTA |  | VTA |  | VTA | VTA |  | VTA |  | VTA |  | VTA |  | VTA | VTA |  | VTA | F001 | PR01 | 11000 | Acid Gas Removal Unit | IR1SB
Severe service cv | 110FCV -1004 | VTA | VTA | VTA |  | VTA |  | VTA |  | VTA | 091007Z | VTA | VTA | VTA (Nm) | VTA (Nm) | VTA (Nm) | VTA (Nm) | VTA (Nm) | Close | VTA |  | VTA |  | VTA |  | VTA | VTA |  | VTA |  | VTA |  | VTA |  | VTA | VTA |  | VTA | F001 | PR01 | 11000 | Acid Gas Removal Unit | IR1SB
Severe service cv | 110FCV -1004 | VTA | VTA | VTA |  | VTA |  | VTA |  | VTA | 091007Z | VTA | VTA | VTA (Nm) | VTA (Nm) | VTA (Nm) | VTA (Nm) | VTA (Nm) | Close | VTA |  | VTA |  | VTA |  | VTA | VTA |  | VTA |  | VTA |  | VTA |  | VTA | VTA |  | VTA | F001 | PR01 | 11000 | Acid Gas Removal Unit | IR1SB
Severe service cv | 110FCV -1004 | VTA | VTA | VTA |  | VTA |  | VTA |  | VTA | 091007Z | VTA | VTA | VTA (Nm) | VTA (Nm) | VTA (Nm) | VTA (Nm) | VTA (Nm) | Close | VTA |  | VTA |  | VTA |  | VTA | VTA |  | VTA |  | VTA |  | VTA |  | VTA | VTA |  | VTA | F001 | PR01 | 11000 | Acid Gas Removal Unit | IR1SB
Severe service cv | 130FCV -1006A | VTA | VTA | VTA |  | VTA |  | VTA |  | VTA | 092051S | VTA | VTA | VTA (Nm) | VTA (Nm) | VTA (Nm) | VTA (Nm) | VTA (Nm) | Close | VTA |  | VTA |  | VTA |  | VTA | VTA |  | VTA |  | VTA |  | VTA |  | VTA | VTA |  | VTA | F001 | PR01 | 13000 | Molecular Sieve Dehydration Unit | IR1SB
Severe service cv | 130UCV -1530B | VTA | VTA | VTA |  | VTA |  | VTA |  | VTA | 061473Z | VTA | VTA | VTA (Nm) | VTA (Nm) | VTA (Nm) | VTA (Nm) | VTA (Nm) | Open | VTA |  | VTA |  | VTA |  | VTA | VTA |  | VTA |  | VTA |  | VTA |  | VTA | VTA |  | VTA | F001 | PR01 | 13000 | Molecular Sieve Dehydration Unit | IR1SB
Severe service cv | 130UCV -1530A | VTA | VTA | VTA |  | VTA |  | VTA |  | VTA | 061473Z | VTA | VTA | VTA (Nm) | VTA (Nm) | VTA (Nm) | VTA (Nm) | VTA (Nm) | Close | VTA |  | VTA |  | VTA |  | VTA | VTA |  | VTA |  | VTA |  | VTA |  | VTA | VTA |  | VTA | F001 | PR01 | 13000 | Molecular Sieve Dehydration Unit | IR1SB
Severe service cv | 130LCV -1008 | VTA | VTA | VTA |  | VTA |  | VTA |  | VTA | 061493Z | VTA | VTA | VTA (Nm) | VTA (Nm) | VTA (Nm) | VTA (Nm) | VTA (Nm) | Close | VTA |  | VTA |  | VTA |  | VTA | VTA |  | VTA |  | VTA |  | VTA |  | VTA | VTA |  | VTA | F001 | PR01 | 13000 | Molecular Sieve Dehydration Unit | IR1SB
Severe service cv | 130LCV -1014 | VTA | VTA | VTA |  | VTA |  | VTA |  | VTA | 061384X | VTA | VTA | VTA (Nm) | VTA (Nm) | VTA (Nm) | VTA (Nm) | VTA (Nm) | Close | VTA |  | VTA |  | VTA |  | VTA | VTA |  | VTA |  | VTA |  | VTA |  | VTA | VTA |  | VTA | F001 | PR01 | 13000 | Molecular Sieve Dehydration Unit | IR1SB
Severe service cv | 130PCV -1045 | VTA | VTA | VTA |  | VTA |  | VTA |  | VTA | 063480W | VTA | VTA | VTA (Nm) | VTA (Nm) | VTA (Nm) | VTA (Nm) | VTA (Nm) | Open | VTA |  | VTA |  | VTA |  | VTA | VTA |  | VTA |  | VTA |  | VTA |  | VTA | VTA |  | VTA | F001 | PR01 | 13000 | Molecular Sieve Dehydration Unit | IR1SB
Severe service cv | 130HCV -1021 | VTA | VTA | VTA |  | VTA |  | VTA |  | VTA | 061201Z | VTA | VTA | VTA (Nm) | VTA (Nm) | VTA (Nm) | VTA (Nm) | VTA (Nm) | Last | VTA |  | VTA |  | VTA |  | VTA | VTA |  | VTA |  | VTA |  | VTA |  | VTA | VTA |  | VTA | F001 | PR01 | 13000 | Molecular Sieve Dehydration Unit | IR1SB
Severe service cv | 130HCV -1019 | VTA | VTA | VTA |  | VTA |  | VTA |  | VTA | 061201Z | VTA | VTA | VTA (Nm) | VTA (Nm) | VTA (Nm) | VTA (Nm) | VTA (Nm) | Last | VTA |  | VTA |  | VTA |  | VTA | VTA |  | VTA |  | VTA |  | VTA |  | VTA | VTA |  | VTA | F001 | PR01 | 13000 | Molecular Sieve Dehydration Unit | IR1SB
Severe service cv | 130FCV -1007 | VTA | VTA | VTA |  | VTA |  | VTA |  | VTA | 061493Z | VTA | VTA | VTA (Nm) | VTA (Nm) | VTA (Nm) | VTA (Nm) | VTA (Nm) | Close | VTA |  | VTA |  | VTA |  | VTA | VTA |  | VTA |  | VTA |  | VTA |  | VTA | VTA |  | VTA | F001 | PR01 | 13000 | Molecular Sieve Dehydration Unit | IR1SB
Severe service cv | 130HCV -1016 | VTA | VTA | VTA |  | VTA |  | VTA |  | VTA | 061492X | VTA | VTA | VTA (Nm) | VTA (Nm) | VTA (Nm) | VTA (Nm) | VTA (Nm) | Close | VTA |  | VTA |  | VTA |  | VTA | VTA |  | VTA |  | VTA |  | VTA |  | VTA | VTA |  | VTA | F001 | PR01 | 13000 | Molecular Sieve Dehydration Unit | IR1SB
Severe service cv | 130HCV -1016 | VTA | VTA | VTA |  | VTA |  | VTA |  | VTA | 061492X | VTA | VTA | VTA (Nm) | VTA (Nm) | VTA (Nm) | VTA (Nm) | VTA (Nm) | Close | VTA |  | VTA |  | VTA |  | VTA | VTA |  | VTA |  | VTA |  | VTA |  | VTA | VTA |  | VTA | F001 | PR01 | 13000 | Molecular Sieve Dehydration Unit | IR1SB
Severe service cv | 130HCV -1016 | VTA | VTA | VTA |  | VTA |  | VTA |  | VTA | 061492X | VTA | VTA | VTA (Nm) | VTA (Nm) | VTA (Nm) | VTA (Nm) | VTA (Nm) | Close | VTA |  | VTA |  | VTA |  | VTA | VTA |  | VTA |  | VTA |  | VTA |  | VTA | VTA |  | VTA | F001 | PR01 | 13000 | Molecular Sieve Dehydration Unit | IR1SB
Severe service cv | 130HCV -1016 | VTA | VTA | VTA |  | VTA |  | VTA |  | VTA | 061492X | VTA | VTA | VTA (Nm) | VTA (Nm) | VTA (Nm) | VTA (Nm) | VTA (Nm) | Close | VTA |  | VTA |  | VTA |  | VTA | VTA |  | VTA |  | VTA |  | VTA |  | VTA | VTA |  | VTA | F001 | PR01 | 13000 | Molecular Sieve Dehydration Unit | IR1SB
Severe service cv | 130TCV -1001 | VTA | VTA | VTA |  | VTA |  | VTA |  | VTA | 063480W | VTA | VTA | VTA (Nm) | VTA (Nm) | VTA (Nm) | VTA (Nm) | VTA (Nm) | Close | VTA |  | VTA |  | VTA |  | VTA | VTA |  | VTA |  | VTA |  | VTA |  | VTA | VTA |  | VTA | F001 | PR01 | 13000 | Molecular Sieve Dehydration Unit | IR1SB
Severe service cv | 130TCV -1001 | VTA | VTA | VTA |  | VTA |  | VTA |  | VTA | 063480W | VTA | VTA | VTA (Nm) | VTA (Nm) | VTA (Nm) | VTA (Nm) | VTA (Nm) | Close | VTA |  | VTA |  | VTA |  | VTA | VTA |  | VTA |  | VTA |  | VTA |  | VTA | VTA |  | VTA | F001 | PR01 | 13000 | Molecular Sieve Dehydration Unit | IR1SB
Severe service cv | 130TCV -1001 | VTA | VTA | VTA |  | VTA |  | VTA |  | VTA | 063480W | VTA | VTA | VTA (Nm) | VTA (Nm) | VTA (Nm) | VTA (Nm) | VTA (Nm) | Close | VTA |  | VTA |  | VTA |  | VTA | VTA |  | VTA |  | VTA |  | VTA |  | VTA | VTA |  | VTA | F001 | PR01 | 13000 | Molecular Sieve Dehydration Unit | IR1SB
Severe service cv | 130TCV -1001 | VTA | VTA | VTA |  | VTA |  | VTA |  | VTA | 063480W | VTA | VTA | VTA (Nm) | VTA (Nm) | VTA (Nm) | VTA (Nm) | VTA (Nm) | Close | VTA |  | VTA |  | VTA |  | VTA | VTA |  | VTA |  | VTA |  | VTA |  | VTA | VTA |  | VTA | F001 | PR01 | 13000 | Molecular Sieve Dehydration Unit | IR1SB
Severe service cv | 130TCV -1001 | VTA | VTA | VTA |  | VTA |  | VTA |  | VTA | 063480W | VTA | VTA | VTA (Nm) | VTA (Nm) | VTA (Nm) | VTA (Nm) | VTA (Nm) | Close | VTA |  | VTA |  | VTA |  | VTA | VTA |  | VTA |  | VTA |  | VTA |  | VTA | VTA |  | VTA | F001 | PR01 | 13000 | Molecular Sieve Dehydration Unit | IR1SB
Severe service cv | 130TCV -1001 | VTA | VTA | VTA |  | VTA |  | VTA |  | VTA | 063480W | VTA | VTA | VTA (Nm) | VTA (Nm) | VTA (Nm) | VTA (Nm) | VTA (Nm) | Close | VTA |  | VTA |  | VTA |  | VTA | VTA |  | VTA |  | VTA |  | VTA |  | VTA | VTA |  | VTA | F001 | PR01 | 13000 | Molecular Sieve Dehydration Unit | IR1SB
Severe service cv | 130TCV -1001 | VTA | VTA | VTA |  | VTA |  | VTA |  | VTA | 063480W | VTA | VTA | VTA (Nm) | VTA (Nm) | VTA (Nm) | VTA (Nm) | VTA (Nm) | Close | VTA |  | VTA |  | VTA |  | VTA | VTA |  | VTA |  | VTA |  | VTA |  | VTA | VTA |  | VTA | F001 | PR01 | 13000 | Molecular Sieve Dehydration Unit | IR1SB
Severe service cv | 130TCV -1001 | VTA | VTA | VTA |  | VTA |  | VTA |  | VTA | 063480W | VTA | VTA | VTA (Nm) | VTA (Nm) | VTA (Nm) | VTA (Nm) | VTA (Nm) | Close | VTA |  | VTA |  | VTA |  | VTA | VTA |  | VTA |  | VTA |  | VTA |  | VTA | VTA |  | VTA | F001 | PR01 | 13000 | Molecular Sieve Dehydration Unit | IR1SB
Severe service cv | 130TCV -1001 | VTA | VTA | VTA |  | VTA |  | VTA |  | VTA | 063480W | VTA | VTA | VTA (Nm) | VTA (Nm) | VTA (Nm) | VTA (Nm) | VTA (Nm) | Close | VTA |  | VTA |  | VTA |  | VTA | VTA |  | VTA |  | VTA |  | VTA |  | VTA | VTA |  | VTA | F001 | PR01 | 13000 | Molecular Sieve Dehydration Unit | IR1SB
Severe service cv | 130TCV -1001 | VTA | VTA | VTA |  | VTA |  | VTA |  | VTA | 063480W | VTA | VTA | VTA (Nm) | VTA (Nm) | VTA (Nm) | VTA (Nm) | VTA (Nm) | Close | VTA |  | VTA |  | VTA |  | VTA | VTA |  | VTA |  | VTA |  | VTA |  | VTA | VTA |  | VTA | F001 | PR01 | 13000 | Molecular Sieve Dehydration Unit | IR1SB
Severe service cv | 130TCV -1001 | VTA | VTA | VTA |  | VTA |  | VTA |  | VTA | 063480W | VTA | VTA | VTA (Nm) | VTA (Nm) | VTA (Nm) | VTA (Nm) | VTA (Nm) | Close | VTA |  | VTA |  | VTA |  | VTA | VTA |  | VTA |  | VTA |  | VTA |  | VTA | VTA |  | VTA | F001 | PR01 | 13000 | Molecular Sieve Dehydration Unit | IR1SB
Severe service cv | 130TCV -1001 | VTA | VTA | VTA |  | VTA |  | VTA |  | VTA | 063480W | VTA | VTA | VTA (Nm) | VTA (Nm) | VTA (Nm) | VTA (Nm) | VTA (Nm) | Close | VTA |  | VTA |  | VTA |  | VTA | VTA |  | VTA |  | VTA |  | VTA |  | VTA | VTA |  | VTA | F001 | PR01 | 13000 | Molecular Sieve Dehydration Unit | IR1SB
Severe service cv | 130TCV -1001 | VTA | VTA | VTA |  | VTA |  | VTA |  | VTA | 063480W | VTA | VTA | VTA (Nm) | VTA (Nm) | VTA (Nm) | VTA (Nm) | VTA (Nm) | Close | VTA |  | VTA |  | VTA |  | VTA | VTA |  | VTA |  | VTA |  | VTA |  | VTA | VTA |  | VTA | F001 | PR01 | 13000 | Molecular Sieve Dehydration Unit | IR1SB
Severe service cv | 130TCV -1001 | VTA | VTA | VTA |  | VTA |  | VTA |  | VTA | 063480W | VTA | VTA | VTA (Nm) | VTA (Nm) | VTA (Nm) | VTA (Nm) | VTA (Nm) | Close | VTA |  | VTA |  | VTA |  | VTA | VTA |  | VTA |  | VTA |  | VTA |  | VTA | VTA |  | VTA | F001 | PR01 | 13000 | Molecular Sieve Dehydration Unit | IR1SB
Severe service cv | 130TCV -1001 | VTA | VTA | VTA |  | VTA |  | VTA |  | VTA | 063480W | VTA | VTA | VTA (Nm) | VTA (Nm) | VTA (Nm) | VTA (Nm) | VTA (Nm) | Close | VTA |  | VTA |  | VTA |  | VTA | VTA |  | VTA |  | VTA |  | VTA |  | VTA | VTA |  | VTA | F001 | PR01 | 13000 | Molecular Sieve Dehydration Unit | IR1SB
Severe service cv | 130TCV -1001 | VTA | VTA | VTA |  | VTA |  | VTA |  | VTA | 063480W | VTA | VTA | VTA (Nm) | VTA (Nm) | VTA (Nm) | VTA (Nm) | VTA (Nm) | Close | VTA |  | VTA |  | VTA |  | VTA | VTA |  | VTA |  | VTA |  | VTA |  | VTA | VTA |  | VTA | F001 | PR01 | 13000 | Molecular Sieve Dehydration Unit | IR1SB
Severe service cv | 130PDCV -1014 | VTA | VTA | VTA |  | VTA |  | VTA |  | VTA | 061493Z | VTA | VTA | VTA (Nm) | VTA (Nm) | VTA (Nm) | VTA (Nm) | VTA (Nm) | Close | VTA |  | VTA |  | VTA |  | VTA | VTA |  | VTA |  | VTA |  | VTA |  | VTA | VTA |  | VTA | F001 | PR01 | 13000 | Molecular Sieve Dehydration Unit | IR1SB
Severe service cv | 130LCV -1013 | VTA | VTA | VTA |  | VTA |  | VTA |  | VTA | 092051S | VTA | VTA | VTA (Nm) | VTA (Nm) | VTA (Nm) | VTA (Nm) | VTA (Nm) | Close | VTA |  | VTA |  | VTA |  | VTA | VTA |  | VTA |  | VTA |  | VTA |  | VTA | VTA |  | VTA | F001 | PR01 | 13000 | Molecular Sieve Dehydration Unit | IR1SB
Severe service cv | 130LCV -1011 | VTA | VTA | VTA |  | VTA |  | VTA |  | VTA | 092051S | VTA | VTA | VTA (Nm) | VTA (Nm) | VTA (Nm) | VTA (Nm) | VTA (Nm) | Close | VTA |  | VTA |  | VTA |  | VTA | VTA |  | VTA |  | VTA |  | VTA |  | VTA | VTA |  | VTA | F001 | PR01 | 13000 | Molecular Sieve Dehydration Unit | IR1SB
Severe service cv | 130LCV -1003 | VTA | VTA | VTA |  | VTA |  | VTA |  | VTA | 061492X | VTA | VTA | VTA (Nm) | VTA (Nm) | VTA (Nm) | VTA (Nm) | VTA (Nm) | Close | VTA |  | VTA |  | VTA |  | VTA | VTA |  | VTA |  | VTA |  | VTA |  | VTA | VTA |  | VTA | F001 | PR01 | 13000 | Molecular Sieve Dehydration Unit | IR1SB
Severe service cv | 130LCV -1003 | VTA | VTA | VTA |  | VTA |  | VTA |  | VTA | 061492X | VTA | VTA | VTA (Nm) | VTA (Nm) | VTA (Nm) | VTA (Nm) | VTA (Nm) | Close | VTA |  | VTA |  | VTA |  | VTA | VTA |  | VTA |  | VTA |  | VTA |  | VTA | VTA |  | VTA | F001 | PR01 | 13000 | Molecular Sieve Dehydration Unit | IR1SB
Severe service cv | 130LCV -1003 | VTA | VTA | VTA |  | VTA |  | VTA |  | VTA | 061492X | VTA | VTA | VTA (Nm) | VTA (Nm) | VTA (Nm) | VTA (Nm) | VTA (Nm) | Close | VTA |  | VTA |  | VTA |  | VTA | VTA |  | VTA |  | VTA |  | VTA |  | VTA | VTA |  | VTA | F001 | PR01 | 13000 | Molecular Sieve Dehydration Unit | IR1SB
Severe service cv | 130LCV -1003 | VTA | VTA | VTA |  | VTA |  | VTA |  | VTA | 061492X | VTA | VTA | VTA (Nm) | VTA (Nm) | VTA (Nm) | VTA (Nm) | VTA (Nm) | Close | VTA |  | VTA |  | VTA |  | VTA | VTA |  | VTA |  | VTA |  | VTA |  | VTA | VTA |  | VTA | F001 | PR01 | 13000 | Molecular Sieve Dehydration Unit | IR1SB
Severe service cv | 130LCV -1002 | VTA | VTA | VTA |  | VTA |  | VTA |  | VTA | 061492X | VTA | VTA | VTA (Nm) | VTA (Nm) | VTA (Nm) | VTA (Nm) | VTA (Nm) | Close | VTA |  | VTA |  | VTA |  | VTA | VTA |  | VTA |  | VTA |  | VTA |  | VTA | VTA |  | VTA | F001 | PR01 | 13000 | Molecular Sieve Dehydration Unit | IR1SB
Severe service cv | 130LCV -1002 | VTA | VTA | VTA |  | VTA |  | VTA |  | VTA | 061492X | VTA | VTA | VTA (Nm) | VTA (Nm) | VTA (Nm) | VTA (Nm) | VTA (Nm) | Close | VTA |  | VTA |  | VTA |  | VTA | VTA |  | VTA |  | VTA |  | VTA |  | VTA | VTA |  | VTA | F001 | PR01 | 13000 | Molecular Sieve Dehydration Unit | IR1SB
Severe service cv | 130LCV -1002 | VTA | VTA | VTA |  | VTA |  | VTA |  | VTA | 061492X | VTA | VTA | VTA (Nm) | VTA (Nm) | VTA (Nm) | VTA (Nm) | VTA (Nm) | Close | VTA |  | VTA |  | VTA |  | VTA | VTA |  | VTA |  | VTA |  | VTA |  | VTA | VTA |  | VTA | F001 | PR01 | 13000 | Molecular Sieve Dehydration Unit | IR1SB
Severe service cv | 130LCV -1002 | VTA | VTA | VTA |  | VTA |  | VTA |  | VTA | 061492X | VTA | VTA | VTA (Nm) | VTA (Nm) | VTA (Nm) | VTA (Nm) | VTA (Nm) | Close | VTA |  | VTA |  | VTA |  | VTA | VTA |  | VTA |  | VTA |  | VTA |  | VTA | VTA |  | VTA | F001 | PR01 | 13000 | Molecular Sieve Dehydration Unit | IR1SB
Severe service cv | 130LCV -1002 | VTA | VTA | VTA |  | VTA |  | VTA |  | VTA | 061492X | VTA | VTA | VTA (Nm) | VTA (Nm) | VTA (Nm) | VTA (Nm) | VTA (Nm) | Close | VTA |  | VTA |  | VTA |  | VTA | VTA |  | VTA |  | VTA |  | VTA |  | VTA | VTA |  | VTA | F001 | PR01 | 13000 | Molecular Sieve Dehydration Unit | IR1SB
Severe service cv | 130LCV -1002 | VTA | VTA | VTA |  | VTA |  | VTA |  | VTA | 061492X | VTA | VTA | VTA (Nm) | VTA (Nm) | VTA (Nm) | VTA (Nm) | VTA (Nm) | Close | VTA |  | VTA |  | VTA |  | VTA | VTA |  | VTA |  | VTA |  | VTA |  | VTA | VTA |  | VTA | F001 | PR01 | 13000 | Molecular Sieve Dehydration Unit | IR1SB
Severe service cv | 130LCV -1002 | VTA | VTA | VTA |  | VTA |  | VTA |  | VTA | 061492X | VTA | VTA | VTA (Nm) | VTA (Nm) | VTA (Nm) | VTA (Nm) | VTA (Nm) | Close | VTA |  | VTA |  | VTA |  | VTA | VTA |  | VTA |  | VTA |  | VTA |  | VTA | VTA |  | VTA | F001 | PR01 | 13000 | Molecular Sieve Dehydration Unit | IR1SB
Severe service cv | 130LCV -1002 | VTA | VTA | VTA |  | VTA |  | VTA |  | VTA | 061492X | VTA | VTA | VTA (Nm) | VTA (Nm) | VTA (Nm) | VTA (Nm) | VTA (Nm) | Close | VTA |  | VTA |  | VTA |  | VTA | VTA |  | VTA |  | VTA |  | VTA |  | VTA | VTA |  | VTA | F001 | PR01 | 13000 | Molecular Sieve Dehydration Unit | IR1SB
Severe service cv | 130LCV -1002 | VTA | VTA | VTA |  | VTA |  | VTA |  | VTA | 061492X | VTA | VTA | VTA (Nm) | VTA (Nm) | VTA (Nm) | VTA (Nm) | VTA (Nm) | Close | VTA |  | VTA |  | VTA |  | VTA | VTA |  | VTA |  | VTA |  | VTA |  | VTA | VTA |  | VTA | F001 | PR01 | 13000 | Molecular Sieve Dehydration Unit | IR1SB
Severe service cv | 130FCV -1006B | VTA | VTA | VTA |  | VTA |  | VTA |  | VTA | 092051S | VTA | VTA | VTA (Nm) | VTA (Nm) | VTA (Nm) | VTA (Nm) | VTA (Nm) | Close | VTA |  | VTA |  | VTA |  | VTA | VTA |  | VTA |  | VTA |  | VTA |  | VTA | VTA |  | VTA | F001 | PR01 | 13000 | Molecular Sieve Dehydration Unit | IR1SB
Severe service cv | 130FCV -1006B | VTA | VTA | VTA |  | VTA |  | VTA |  | VTA | 092051S | VTA | VTA | VTA (Nm) | VTA (Nm) | VTA (Nm) | VTA (Nm) | VTA (Nm) | Close | VTA |  | VTA |  | VTA |  | VTA | VTA |  | VTA |  | VTA |  | VTA |  | VTA | VTA |  | VTA | F001 | PR01 | 13000 | Molecular Sieve Dehydration Unit | IR1SB
Severe service cv | 130FCV -1006B | VTA | VTA | VTA |  | VTA |  | VTA |  | VTA | 092051S | VTA | VTA | VTA (Nm) | VTA (Nm) | VTA (Nm) | VTA (Nm) | VTA (Nm) | Close | VTA |  | VTA |  | VTA |  | VTA | VTA |  | VTA |  | VTA |  | VTA |  | VTA | VTA |  | VTA | F001 | PR01 | 13000 | Molecular Sieve Dehydration Unit | IR1SB
Severe service cv | 130FCV -1006B | VTA | VTA | VTA |  | VTA |  | VTA |  | VTA | 092051S | VTA | VTA | VTA (Nm) | VTA (Nm) | VTA (Nm) | VTA (Nm) | VTA (Nm) | Close | VTA |  | VTA |  | VTA |  | VTA | VTA |  | VTA |  | VTA |  | VTA |  | VTA | VTA |  | VTA | F001 | PR01 | 13000 | Molecular Sieve Dehydration Unit | IR1SB
Severe service cv | 135HCV -1001 | VTA | VTA | VTA |  | VTA |  | VTA |  | VTA | 061472X | VTA | VTA | VTA (Nm) | VTA (Nm) | VTA (Nm) | VTA (Nm) | VTA (Nm) | Close | VTA |  | VTA |  | VTA |  | VTA | VTA |  | VTA |  | VTA |  | VTA |  | VTA | VTA |  | VTA | F001 | PR01 | 13500 | Mercury Removal Unit | IR1SB
Severe service cv | 135HCV -1001 | VTA | VTA | VTA |  | VTA |  | VTA |  | VTA | 061472X | VTA | VTA | VTA (Nm) | VTA (Nm) | VTA (Nm) | VTA (Nm) | VTA (Nm) | Close | VTA |  | VTA |  | VTA |  | VTA | VTA |  | VTA |  | VTA |  | VTA |  | VTA | VTA |  | VTA | F001 | PR01 | 13500 | Mercury Removal Unit | IR1SB
Severe service cv | 135HCV -1001 | VTA | VTA | VTA |  | VTA |  | VTA |  | VTA | 061472X | VTA | VTA | VTA (Nm) | VTA (Nm) | VTA (Nm) | VTA (Nm) | VTA (Nm) | Close | VTA |  | VTA |  | VTA |  | VTA | VTA |  | VTA |  | VTA |  | VTA |  | VTA | VTA |  | VTA | F001 | PR01 | 13500 | Mercury Removal Unit | IR1SB
Severe service cv | 135HCV -1001 | VTA | VTA | VTA |  | VTA |  | VTA |  | VTA | 061472X | VTA | VTA | VTA (Nm) | VTA (Nm) | VTA (Nm) | VTA (Nm) | VTA (Nm) | Close | VTA |  | VTA |  | VTA |  | VTA | VTA |  | VTA |  | VTA |  | VTA |  | VTA | VTA |  | VTA | F001 | PR01 | 13500 | Mercury Removal Unit | IR1SB
Severe service cv | 135UZV -2821 | VTA | VTA | VTA |  | VTA |  | VTA |  | VTA | 061472X | VTA | VTA | VTA (Nm) | VTA (Nm) | VTA (Nm) | VTA (Nm) | VTA (Nm) | Open | VTA |  | VTA |  | VTA |  | VTA | VTA |  | VTA |  | VTA |  | VTA |  | VTA | VTA |  | VTA | F001 | PR01 | 13500 | Mercury Removal Unit | -
Control Valve | 140TCV -3325 | VTA | VTA | VTA |  | VTA |  | VTA |  | VTA |  | VTA | VTA | VTA (Nm) | VTA (Nm) | VTA (Nm) | VTA (Nm) | VTA (Nm) |  | VTA |  | VTA |  | VTA |  | VTA | VTA |  | VTA |  | VTA |  | VTA |  | VTA | VTA |  | VTA | F001 | PR01 | 14000 | NGL Extraction & Liquefaction Unit | IR1SB
Control Valve | 140TCV -1247 | VTA | VTA | VTA |  | VTA |  | VTA |  | VTA |  | VTA | VTA | VTA (Nm) | VTA (Nm) | VTA (Nm) | VTA (Nm) | VTA (Nm) | Close | VTA |  | VTA |  | VTA |  | VTA | VTA |  | VTA |  | VTA |  | VTA |  | VTA | VTA |  | VTA | F001 | PR01 | 14000 | NGL Extraction & Liquefaction Unit | IR1SB
Control Valve | 140PDCV -3307 | VTA | VTA | VTA |  | VTA |  | VTA |  | VTA |  | VTA | VTA | VTA (Nm) | VTA (Nm) | VTA (Nm) | VTA (Nm) | VTA (Nm) |  | VTA |  | VTA |  | VTA |  | VTA | VTA |  | VTA |  | VTA |  | VTA |  | VTA | VTA |  | VTA | F001 | PR01 | 14000 | NGL Extraction & Liquefaction Unit | IR1SB
Control Valve | 140LCV -3385 | VTA | VTA | VTA |  | VTA |  | VTA |  | VTA |  | VTA | VTA | VTA (Nm) | VTA (Nm) | VTA (Nm) | VTA (Nm) | VTA (Nm) | Open | VTA |  | VTA |  | VTA |  | VTA | VTA |  | VTA |  | VTA |  | VTA |  | VTA | VTA |  | VTA | F001 | PR01 | 14000 | NGL Extraction & Liquefaction Unit | IR1SB
Control Valve | 140FCV -3345 | VTA | VTA | VTA |  | VTA |  | VTA |  | VTA |  | VTA | VTA | VTA (Nm) | VTA (Nm) | VTA (Nm) | VTA (Nm) | VTA (Nm) |  | VTA |  | VTA |  | VTA |  | VTA | VTA |  | VTA |  | VTA |  | VTA |  | VTA | VTA |  | VTA | F001 | PR01 | 14000 | NGL Extraction & Liquefaction Unit | IR1SB
Control Valve | 140TCV -3425 | VTA | VTA | VTA |  | VTA |  | VTA |  | VTA |  | VTA | VTA | VTA (Nm) | VTA (Nm) | VTA (Nm) | VTA (Nm) | VTA (Nm) |  | VTA |  | VTA |  | VTA |  | VTA | VTA |  | VTA |  | VTA |  | VTA |  | VTA | VTA |  | VTA | F001 | PR01 | 14000 | NGL Extraction & Liquefaction Unit | IR1SB
Control Valve | 140PDCV -3407 | VTA | VTA | VTA |  | VTA |  | VTA |  | VTA |  | VTA | VTA | VTA (Nm) | VTA (Nm) | VTA (Nm) | VTA (Nm) | VTA (Nm) | Open | VTA |  | VTA |  | VTA |  | VTA | VTA |  | VTA |  | VTA |  | VTA |  | VTA | VTA |  | VTA | F001 | PR01 | 14000 | NGL Extraction & Liquefaction Unit | IR1SB
Control Valve | 140LCV -3485 | VTA | VTA | VTA |  | VTA |  | VTA |  | VTA |  | VTA | VTA | VTA (Nm) | VTA (Nm) | VTA (Nm) | VTA (Nm) | VTA (Nm) | Open | VTA |  | VTA |  | VTA |  | VTA | VTA |  | VTA |  | VTA |  | VTA |  | VTA | VTA |  | VTA | F001 | PR01 | 14000 | NGL Extraction & Liquefaction Unit | IR1SB
Control Valve | 140FCV -3445 | VTA | VTA | VTA |  | VTA |  | VTA |  | VTA |  | VTA | VTA | VTA (Nm) | VTA (Nm) | VTA (Nm) | VTA (Nm) | VTA (Nm) |  | VTA |  | VTA |  | VTA |  | VTA | VTA |  | VTA |  | VTA |  | VTA |  | VTA | VTA |  | VTA | F001 | PR01 | 14000 | NGL Extraction & Liquefaction Unit | IR1SB
Control Valve | 140TCV -1238 | VTA | VTA | VTA |  | VTA |  | VTA |  | VTA | 031011X | VTA | VTA | VTA (Nm) | VTA (Nm) | VTA (Nm) | VTA (Nm) | VTA (Nm) | Close | VTA |  | VTA |  | VTA |  | VTA | VTA |  | VTA |  | VTA |  | VTA |  | VTA | VTA |  | VTA | F001 | PR01 | 14000 | NGL Extraction & Liquefaction Unit | IR0P
Severe service cv | 140SCV -1007 | VTA | VTA | VTA |  | VTA |  | VTA |  | VTA | 093484C | VTA | VTA | VTA (Nm) | VTA (Nm) | VTA (Nm) | VTA (Nm) | VTA (Nm) | Close | VTA |  | VTA |  | VTA |  | VTA | VTA |  | VTA |  | VTA |  | VTA |  | VTA | VTA |  | VTA | F001 | PR01 | 14000 | NGL Extraction & Liquefaction Unit | IR0P
Severe service cv | 140HCV -1072 | VTA | VTA | VTA |  | VTA |  | VTA |  | VTA | 063484C | VTA | VTA | VTA (Nm) | VTA (Nm) | VTA (Nm) | VTA (Nm) | VTA (Nm) | Close | VTA |  | VTA |  | VTA |  | VTA | VTA |  | VTA |  | VTA |  | VTA |  | VTA | VTA |  | VTA | F001 | PR01 | 14000 | NGL Extraction & Liquefaction Unit | IR1SB
Severe service cv | 140HCV -1091 | VTA | VTA | VTA |  | VTA |  | VTA |  | VTA | 091472W | VTA | VTA | VTA (Nm) | VTA (Nm) | VTA (Nm) | VTA (Nm) | VTA (Nm) | Close | VTA |  | VTA |  | VTA |  | VTA | VTA |  | VTA |  | VTA |  | VTA |  | VTA | VTA |  | VTA | F001 | PR01 | 14000 | NGL Extraction & Liquefaction Unit | IR1SB
Control Valve | 140TCV -1081 | VTA | VTA | VTA |  | VTA |  | VTA |  | VTA | 031201Z | VTA | VTA | VTA (Nm) | VTA (Nm) | VTA (Nm) | VTA (Nm) | VTA (Nm) | Close | VTA |  | VTA |  | VTA |  | VTA | VTA |  | VTA |  | VTA |  | VTA |  | VTA | VTA |  | VTA | F001 | PR01 | 14000 | NGL Extraction & Liquefaction Unit | IR1SB
Control Valve | 140PCV -1172 | VTA | VTA | VTA |  | VTA |  | VTA |  | VTA | 033480W2 | VTA | VTA | VTA (Nm) | VTA (Nm) | VTA (Nm) | VTA (Nm) | VTA (Nm) | Close | VTA |  | VTA |  | VTA |  | VTA | VTA |  | VTA |  | VTA |  | VTA |  | VTA | VTA |  | VTA | F001 | PR01 | 14000 | NGL Extraction & Liquefaction Unit | IR0P
Control Valve | 140PCV -1172 | VTA | VTA | VTA |  | VTA |  | VTA |  | VTA | 033480W2 | VTA | VTA | VTA (Nm) | VTA (Nm) | VTA (Nm) | VTA (Nm) | VTA (Nm) | Close | VTA |  | VTA |  | VTA |  | VTA | VTA |  | VTA |  | VTA |  | VTA |  | VTA | VTA |  | VTA | F001 | PR01 | 14000 | NGL Extraction & Liquefaction Unit | IR0P
Control Valve | 140PCV -1172 | VTA | VTA | VTA |  | VTA |  | VTA |  | VTA | 033480W2 | VTA | VTA | VTA (Nm) | VTA (Nm) | VTA (Nm) | VTA (Nm) | VTA (Nm) | Close | VTA |  | VTA |  | VTA |  | VTA | VTA |  | VTA |  | VTA |  | VTA |  | VTA | VTA |  | VTA | F001 | PR01 | 14000 | NGL Extraction & Liquefaction Unit | IR0P
Control Valve | 140PCV -1172 | VTA | VTA | VTA |  | VTA |  | VTA |  | VTA | 033480W2 | VTA | VTA | VTA (Nm) | VTA (Nm) | VTA (Nm) | VTA (Nm) | VTA (Nm) | Close | VTA |  | VTA |  | VTA |  | VTA | VTA |  | VTA |  | VTA |  | VTA |  | VTA | VTA |  | VTA | F001 | PR01 | 14000 | NGL Extraction & Liquefaction Unit | IR0P
Severe service cv | 140PCV -1171 | VTA | VTA | VTA |  | VTA |  | VTA |  | VTA | 013484C | VTA | VTA | VTA (Nm) | VTA (Nm) | VTA (Nm) | VTA (Nm) | VTA (Nm) | Close | VTA |  | VTA |  | VTA |  | VTA | VTA |  | VTA |  | VTA |  | VTA |  | VTA | VTA |  | VTA | F001 | PR01 | 14000 | NGL Extraction & Liquefaction Unit | IR0P
Severe service cv | 140PCV -1171 | VTA | VTA | VTA |  | VTA |  | VTA |  | VTA | 013484C | VTA | VTA | VTA (Nm) | VTA (Nm) | VTA (Nm) | VTA (Nm) | VTA (Nm) | Close | VTA |  | VTA |  | VTA |  | VTA | VTA |  | VTA |  | VTA |  | VTA |  | VTA | VTA |  | VTA | F001 | PR01 | 14000 | NGL Extraction & Liquefaction Unit | IR0P
Severe service cv | 140PCV -1171 | VTA | VTA | VTA |  | VTA |  | VTA |  | VTA | 013484C | VTA | VTA | VTA (Nm) | VTA (Nm) | VTA (Nm) | VTA (Nm) | VTA (Nm) | Close | VTA |  | VTA |  | VTA |  | VTA | VTA |  | VTA |  | VTA |  | VTA |  | VTA | VTA |  | VTA | F001 | PR01 | 14000 | NGL Extraction & Liquefaction Unit | IR0P
Severe service cv | 140PCV -1171 | VTA | VTA | VTA |  | VTA |  | VTA |  | VTA | 013484C | VTA | VTA | VTA (Nm) | VTA (Nm) | VTA (Nm) | VTA (Nm) | VTA (Nm) | Close | VTA |  | VTA |  | VTA |  | VTA | VTA |  | VTA |  | VTA |  | VTA |  | VTA | VTA |  | VTA | F001 | PR01 | 14000 | NGL Extraction & Liquefaction Unit | IR0P
Control Valve | 140PCV -1149 | VTA | VTA | VTA |  | VTA |  | VTA |  | VTA | 061472W | VTA | VTA | VTA (Nm) | VTA (Nm) | VTA (Nm) | VTA (Nm) | VTA (Nm) | Close | VTA |  | VTA |  | VTA |  | VTA | VTA |  | VTA |  | VTA |  | VTA |  | VTA | VTA |  | VTA | F001 | PR01 | 14000 | NGL Extraction & Liquefaction Unit | IR1SB
Control Valve | 140PCV -1149 | VTA | VTA | VTA |  | VTA |  | VTA |  | VTA | 061472W | VTA | VTA | VTA (Nm) | VTA (Nm) | VTA (Nm) | VTA (Nm) | VTA (Nm) | Close | VTA |  | VTA |  | VTA |  | VTA | VTA |  | VTA |  | VTA |  | VTA |  | VTA | VTA |  | VTA | F001 | PR01 | 14000 | NGL Extraction & Liquefaction Unit | IR1SB
Control Valve | 140PCV -1149 | VTA | VTA | VTA |  | VTA |  | VTA |  | VTA | 061472W | VTA | VTA | VTA (Nm) | VTA (Nm) | VTA (Nm) | VTA (Nm) | VTA (Nm) | Close | VTA |  | VTA |  | VTA |  | VTA | VTA |  | VTA |  | VTA |  | VTA |  | VTA | VTA |  | VTA | F001 | PR01 | 14000 | NGL Extraction & Liquefaction Unit | IR1SB
Control Valve | 140PCV -1149 | VTA | VTA | VTA |  | VTA |  | VTA |  | VTA | 061472W | VTA | VTA | VTA (Nm) | VTA (Nm) | VTA (Nm) | VTA (Nm) | VTA (Nm) | Close | VTA |  | VTA |  | VTA |  | VTA | VTA |  | VTA |  | VTA |  | VTA |  | VTA | VTA |  | VTA | F001 | PR01 | 14000 | NGL Extraction & Liquefaction Unit | IR1SB
Control Valve | 140PCV -1132 | VTA | VTA | VTA |  | VTA |  | VTA |  | VTA | 033484C | VTA | VTA | VTA (Nm) | VTA (Nm) | VTA (Nm) | VTA (Nm) | VTA (Nm) | Close | VTA |  | VTA |  | VTA |  | VTA | VTA |  | VTA |  | VTA |  | VTA |  | VTA | VTA |  | VTA | F001 | PR01 | 14000 | NGL Extraction & Liquefaction Unit | IR1SB
Control Valve | 140PCV -1121 | VTA | VTA | VTA |  | VTA |  | VTA |  | VTA | 033484C | VTA | VTA | VTA (Nm) | VTA (Nm) | VTA (Nm) | VTA (Nm) | VTA (Nm) | Close | VTA |  | VTA |  | VTA |  | VTA | VTA |  | VTA |  | VTA |  | VTA |  | VTA | VTA |  | VTA | F001 | PR01 | 14000 | NGL Extraction & Liquefaction Unit | IR1SB
Control Valve | 140PCV -1102 | VTA | VTA | VTA |  | VTA |  | VTA |  | VTA | 033480W | VTA | VTA | VTA (Nm) | VTA (Nm) | VTA (Nm) | VTA (Nm) | VTA (Nm) | Close | VTA |  | VTA |  | VTA |  | VTA | VTA |  | VTA |  | VTA |  | VTA |  | VTA | VTA |  | VTA | F001 | PR01 | 14000 | NGL Extraction & Liquefaction Unit | IR1SB
Severe service cv | 140PCV -1054 | VTA | VTA | VTA |  | VTA |  | VTA |  | VTA | 013484C | VTA | VTA | VTA (Nm) | VTA (Nm) | VTA (Nm) | VTA (Nm) | VTA (Nm) | Close | VTA |  | VTA |  | VTA |  | VTA | VTA |  | VTA |  | VTA |  | VTA |  | VTA | VTA |  | VTA | F001 | PR01 | 14000 | NGL Extraction & Liquefaction Unit | IR1SB
Severe service cv | 140PCV -1054 | VTA | VTA | VTA |  | VTA |  | VTA |  | VTA | 013484C | VTA | VTA | VTA (Nm) | VTA (Nm) | VTA (Nm) | VTA (Nm) | VTA (Nm) | Close | VTA |  | VTA |  | VTA |  | VTA | VTA |  | VTA |  | VTA |  | VTA |  | VTA | VTA |  | VTA | F001 | PR01 | 14000 | NGL Extraction & Liquefaction Unit | IR1SB
Severe service cv | 140PCV -1054 | VTA | VTA | VTA |  | VTA |  | VTA |  | VTA | 013484C | VTA | VTA | VTA (Nm) | VTA (Nm) | VTA (Nm) | VTA (Nm) | VTA (Nm) | Close | VTA |  | VTA |  | VTA |  | VTA | VTA |  | VTA |  | VTA |  | VTA |  | VTA | VTA |  | VTA | F001 | PR01 | 14000 | NGL Extraction & Liquefaction Unit | IR1SB
Severe service cv | 140PCV -1054 | VTA | VTA | VTA |  | VTA |  | VTA |  | VTA | 013484C | VTA | VTA | VTA (Nm) | VTA (Nm) | VTA (Nm) | VTA (Nm) | VTA (Nm) | Close | VTA |  | VTA |  | VTA |  | VTA | VTA |  | VTA |  | VTA |  | VTA |  | VTA | VTA |  | VTA | F001 | PR01 | 14000 | NGL Extraction & Liquefaction Unit | IR1SB
Severe service cv | 140PCV -1054 | VTA | VTA | VTA |  | VTA |  | VTA |  | VTA | 013484C | VTA | VTA | VTA (Nm) | VTA (Nm) | VTA (Nm) | VTA (Nm) | VTA (Nm) | Close | VTA |  | VTA |  | VTA |  | VTA | VTA |  | VTA |  | VTA |  | VTA |  | VTA | VTA |  | VTA | F001 | PR01 | 14000 | NGL Extraction & Liquefaction Unit | IR1SB
Severe service cv | 140PCV -1054 | VTA | VTA | VTA |  | VTA |  | VTA |  | VTA | 013484C | VTA | VTA | VTA (Nm) | VTA (Nm) | VTA (Nm) | VTA (Nm) | VTA (Nm) | Close | VTA |  | VTA |  | VTA |  | VTA | VTA |  | VTA |  | VTA |  | VTA |  | VTA | VTA |  | VTA | F001 | PR01 | 14000 | NGL Extraction & Liquefaction Unit | IR1SB
Severe service cv | 140PCV -1054 | VTA | VTA | VTA |  | VTA |  | VTA |  | VTA | 013484C | VTA | VTA | VTA (Nm) | VTA (Nm) | VTA (Nm) | VTA (Nm) | VTA (Nm) | Close | VTA |  | VTA |  | VTA |  | VTA | VTA |  | VTA |  | VTA |  | VTA |  | VTA | VTA |  | VTA | F001 | PR01 | 14000 | NGL Extraction & Liquefaction Unit | IR1SB
Severe service cv | 140PCV -1054 | VTA | VTA | VTA |  | VTA |  | VTA |  | VTA | 013484C | VTA | VTA | VTA (Nm) | VTA (Nm) | VTA (Nm) | VTA (Nm) | VTA (Nm) | Close | VTA |  | VTA |  | VTA |  | VTA | VTA |  | VTA |  | VTA |  | VTA |  | VTA | VTA |  | VTA | F001 | PR01 | 14000 | NGL Extraction & Liquefaction Unit | IR1SB
Severe service cv | 140PCV -1054 | VTA | VTA | VTA |  | VTA |  | VTA |  | VTA | 013484C | VTA | VTA | VTA (Nm) | VTA (Nm) | VTA (Nm) | VTA (Nm) | VTA (Nm) | Close | VTA |  | VTA |  | VTA |  | VTA | VTA |  | VTA |  | VTA |  | VTA |  | VTA | VTA |  | VTA | F001 | PR01 | 14000 | NGL Extraction & Liquefaction Unit | IR1SB
Severe service cv | 140PCV -1054 | VTA | VTA | VTA |  | VTA |  | VTA |  | VTA | 013484C | VTA | VTA | VTA (Nm) | VTA (Nm) | VTA (Nm) | VTA (Nm) | VTA (Nm) | Close | VTA |  | VTA |  | VTA |  | VTA | VTA |  | VTA |  | VTA |  | VTA |  | VTA | VTA |  | VTA | F001 | PR01 | 14000 | NGL Extraction & Liquefaction Unit | IR1SB
Severe service cv | 140PCV -1054 | VTA | VTA | VTA |  | VTA |  | VTA |  | VTA | 013484C | VTA | VTA | VTA (Nm) | VTA (Nm) | VTA (Nm) | VTA (Nm) | VTA (Nm) | Close | VTA |  | VTA |  | VTA |  | VTA | VTA |  | VTA |  | VTA |  | VTA |  | VTA | VTA |  | VTA | F001 | PR01 | 14000 | NGL Extraction & Liquefaction Unit | IR1SB
Severe service cv | 140PCV -1054 | VTA | VTA | VTA |  | VTA |  | VTA |  | VTA | 013484C | VTA | VTA | VTA (Nm) | VTA (Nm) | VTA (Nm) | VTA (Nm) | VTA (Nm) | Close | VTA |  | VTA |  | VTA |  | VTA | VTA |  | VTA |  | VTA |  | VTA |  | VTA | VTA |  | VTA | F001 | PR01 | 14000 | NGL Extraction & Liquefaction Unit | IR1SB
Severe service cv | 140PCV -1054 | VTA | VTA | VTA |  | VTA |  | VTA |  | VTA | 013484C | VTA | VTA | VTA (Nm) | VTA (Nm) | VTA (Nm) | VTA (Nm) | VTA (Nm) | Close | VTA |  | VTA |  | VTA |  | VTA | VTA |  | VTA |  | VTA |  | VTA |  | VTA | VTA |  | VTA | F001 | PR01 | 14000 | NGL Extraction & Liquefaction Unit | IR1SB
Severe service cv | 140PCV -1054 | VTA | VTA | VTA |  | VTA |  | VTA |  | VTA | 013484C | VTA | VTA | VTA (Nm) | VTA (Nm) | VTA (Nm) | VTA (Nm) | VTA (Nm) | Close | VTA |  | VTA |  | VTA |  | VTA | VTA |  | VTA |  | VTA |  | VTA |  | VTA | VTA |  | VTA | F001 | PR01 | 14000 | NGL Extraction & Liquefaction Unit | IR1SB
Severe service cv | 140PCV -1054 | VTA | VTA | VTA |  | VTA |  | VTA |  | VTA | 013484C | VTA | VTA | VTA (Nm) | VTA (Nm) | VTA (Nm) | VTA (Nm) | VTA (Nm) | Close | VTA |  | VTA |  | VTA |  | VTA | VTA |  | VTA |  | VTA |  | VTA |  | VTA | VTA |  | VTA | F001 | PR01 | 14000 | NGL Extraction & Liquefaction Unit | IR1SB
Severe service cv | 140PCV -1054 | VTA | VTA | VTA |  | VTA |  | VTA |  | VTA | 013484C | VTA | VTA | VTA (Nm) | VTA (Nm) | VTA (Nm) | VTA (Nm) | VTA (Nm) | Close | VTA |  | VTA |  | VTA |  | VTA | VTA |  | VTA |  | VTA |  | VTA |  | VTA | VTA |  | VTA | F001 | PR01 | 14000 | NGL Extraction & Liquefaction Unit | IR1SB
Severe service cv | 140LSV -1062 | VTA | VTA | VTA |  | VTA |  | VTA |  | VTA | 033480W | VTA | VTA | VTA (Nm) | VTA (Nm) | VTA (Nm) | VTA (Nm) | VTA (Nm) | Close | VTA |  | VTA |  | VTA |  | VTA | VTA |  | VTA |  | VTA |  | VTA |  | VTA | VTA |  | VTA | F001 | PR01 | 14000 | NGL Extraction & Liquefaction Unit | IR1SB
Severe service cv | 140LSV -1061 | VTA | VTA | VTA |  | VTA |  | VTA |  | VTA | 033484C | VTA | VTA | VTA (Nm) | VTA (Nm) | VTA (Nm) | VTA (Nm) | VTA (Nm) | Close | VTA |  | VTA |  | VTA |  | VTA | VTA |  | VTA |  | VTA |  | VTA |  | VTA | VTA |  | VTA | F001 | PR01 | 14000 | NGL Extraction & Liquefaction Unit | IR1SB
Severe service cv | 140LSV -1058 | VTA | VTA | VTA |  | VTA |  | VTA |  | VTA | 033484C | VTA | VTA | VTA (Nm) | VTA (Nm) | VTA (Nm) | VTA (Nm) | VTA (Nm) | Close | VTA |  | VTA |  | VTA |  | VTA | VTA |  | VTA |  | VTA |  | VTA |  | VTA | VTA |  | VTA | F001 | PR01 | 14000 | NGL Extraction & Liquefaction Unit | IR1SB
Control Valve | 140LCV -1047 | VTA | VTA | VTA |  | VTA |  | VTA |  | VTA | 011472S | VTA | VTA | VTA (Nm) | VTA (Nm) | VTA (Nm) | VTA (Nm) | VTA (Nm) | Close | VTA |  | VTA |  | VTA |  | VTA | VTA |  | VTA |  | VTA |  | VTA |  | VTA | VTA |  | VTA | F001 | PR01 | 14000 | NGL Extraction & Liquefaction Unit | IR1SB
Severe service cv | 140LSV -1042 | VTA | VTA | VTA |  | VTA |  | VTA |  | VTA | 033484C | VTA | VTA | VTA (Nm) | VTA (Nm) | VTA (Nm) | VTA (Nm) | VTA (Nm) | Close | VTA |  | VTA |  | VTA |  | VTA | VTA |  | VTA |  | VTA |  | VTA |  | VTA | VTA |  | VTA | F001 | PR01 | 14000 | NGL Extraction & Liquefaction Unit | IR1SB
Control Valve | 140HCV -1180 | VTA | VTA | VTA |  | VTA |  | VTA |  | VTA | 013481W | VTA | VTA | VTA (Nm) | VTA (Nm) | VTA (Nm) | VTA (Nm) | VTA (Nm) | Close | VTA |  | VTA |  | VTA |  | VTA | VTA |  | VTA |  | VTA |  | VTA |  | VTA | VTA |  | VTA | F001 | PR01 | 14000 | NGL Extraction & Liquefaction Unit | IR0P
Control Valve | 140HCV -1180 | VTA | VTA | VTA |  | VTA |  | VTA |  | VTA | 013481W | VTA | VTA | VTA (Nm) | VTA (Nm) | VTA (Nm) | VTA (Nm) | VTA (Nm) | Close | VTA |  | VTA |  | VTA |  | VTA | VTA |  | VTA |  | VTA |  | VTA |  | VTA | VTA |  | VTA | F001 | PR01 | 14000 | NGL Extraction & Liquefaction Unit | IR0P
Control Valve | 140HCV -1180 | VTA | VTA | VTA |  | VTA |  | VTA |  | VTA | 013481W | VTA | VTA | VTA (Nm) | VTA (Nm) | VTA (Nm) | VTA (Nm) | VTA (Nm) | Close | VTA |  | VTA |  | VTA |  | VTA | VTA |  | VTA |  | VTA |  | VTA |  | VTA | VTA |  | VTA | F001 | PR01 | 14000 | NGL Extraction & Liquefaction Unit | IR0P
Control Valve | 140HCV -1180 | VTA | VTA | VTA |  | VTA |  | VTA |  | VTA | 013481W | VTA | VTA | VTA (Nm) | VTA (Nm) | VTA (Nm) | VTA (Nm) | VTA (Nm) | Close | VTA |  | VTA |  | VTA |  | VTA | VTA |  | VTA |  | VTA |  | VTA |  | VTA | VTA |  | VTA | F001 | PR01 | 14000 | NGL Extraction & Liquefaction Unit | IR0P
Control Valve | 140HCV -1092 | VTA | VTA | VTA |  | VTA |  | VTA |  | VTA | 063484C | VTA | VTA | VTA (Nm) | VTA (Nm) | VTA (Nm) | VTA (Nm) | VTA (Nm) | Close | VTA |  | VTA |  | VTA |  | VTA | VTA |  | VTA |  | VTA |  | VTA |  | VTA | VTA |  | VTA | F001 | PR01 | 14000 | NGL Extraction & Liquefaction Unit | IR1SB
Control Valve | 140HCV -1092 | VTA | VTA | VTA |  | VTA |  | VTA |  | VTA | 063484C | VTA | VTA | VTA (Nm) | VTA (Nm) | VTA (Nm) | VTA (Nm) | VTA (Nm) | Close | VTA |  | VTA |  | VTA |  | VTA | VTA |  | VTA |  | VTA |  | VTA |  | VTA | VTA |  | VTA | F001 | PR01 | 14000 | NGL Extraction & Liquefaction Unit | IR1SB
Control Valve | 140HCV -1092 | VTA | VTA | VTA |  | VTA |  | VTA |  | VTA | 063484C | VTA | VTA | VTA (Nm) | VTA (Nm) | VTA (Nm) | VTA (Nm) | VTA (Nm) | Close | VTA |  | VTA |  | VTA |  | VTA | VTA |  | VTA |  | VTA |  | VTA |  | VTA | VTA |  | VTA | F001 | PR01 | 14000 | NGL Extraction & Liquefaction Unit | IR1SB
Control Valve | 140HCV -1092 | VTA | VTA | VTA |  | VTA |  | VTA |  | VTA | 063484C | VTA | VTA | VTA (Nm) | VTA (Nm) | VTA (Nm) | VTA (Nm) | VTA (Nm) | Close | VTA |  | VTA |  | VTA |  | VTA | VTA |  | VTA |  | VTA |  | VTA |  | VTA | VTA |  | VTA | F001 | PR01 | 14000 | NGL Extraction & Liquefaction Unit | IR1SB
Severe service cv | 140HCV -1078 | VTA | VTA | VTA |  | VTA |  | VTA |  | VTA | 063484C | VTA | VTA | VTA (Nm) | VTA (Nm) | VTA (Nm) | VTA (Nm) | VTA (Nm) | Close | VTA |  | VTA |  | VTA |  | VTA | VTA |  | VTA |  | VTA |  | VTA |  | VTA | VTA |  | VTA | F001 | PR01 | 14000 | NGL Extraction & Liquefaction Unit | IR1SB
Severe service cv | 140HCV -1078 | VTA | VTA | VTA |  | VTA |  | VTA |  | VTA | 063484C | VTA | VTA | VTA (Nm) | VTA (Nm) | VTA (Nm) | VTA (Nm) | VTA (Nm) | Close | VTA |  | VTA |  | VTA |  | VTA | VTA |  | VTA |  | VTA |  | VTA |  | VTA | VTA |  | VTA | F001 | PR01 | 14000 | NGL Extraction & Liquefaction Unit | IR1SB
Severe service cv | 140HCV -1078 | VTA | VTA | VTA |  | VTA |  | VTA |  | VTA | 063484C | VTA | VTA | VTA (Nm) | VTA (Nm) | VTA (Nm) | VTA (Nm) | VTA (Nm) | Close | VTA |  | VTA |  | VTA |  | VTA | VTA |  | VTA |  | VTA |  | VTA |  | VTA | VTA |  | VTA | F001 | PR01 | 14000 | NGL Extraction & Liquefaction Unit | IR1SB
Severe service cv | 140HCV -1078 | VTA | VTA | VTA |  | VTA |  | VTA |  | VTA | 063484C | VTA | VTA | VTA (Nm) | VTA (Nm) | VTA (Nm) | VTA (Nm) | VTA (Nm) | Close | VTA |  | VTA |  | VTA |  | VTA | VTA |  | VTA |  | VTA |  | VTA |  | VTA | VTA |  | VTA | F001 | PR01 | 14000 | NGL Extraction & Liquefaction Unit | IR1SB
Severe service cv | 140HCV -1078 | VTA | VTA | VTA |  | VTA |  | VTA |  | VTA | 063484C | VTA | VTA | VTA (Nm) | VTA (Nm) | VTA (Nm) | VTA (Nm) | VTA (Nm) | Close | VTA |  | VTA |  | VTA |  | VTA | VTA |  | VTA |  | VTA |  | VTA |  | VTA | VTA |  | VTA | F001 | PR01 | 14000 | NGL Extraction & Liquefaction Unit | IR1SB
Severe service cv | 140HCV -1078 | VTA | VTA | VTA |  | VTA |  | VTA |  | VTA | 063484C | VTA | VTA | VTA (Nm) | VTA (Nm) | VTA (Nm) | VTA (Nm) | VTA (Nm) | Close | VTA |  | VTA |  | VTA |  | VTA | VTA |  | VTA |  | VTA |  | VTA |  | VTA | VTA |  | VTA | F001 | PR01 | 14000 | NGL Extraction & Liquefaction Unit | IR1SB
Severe service cv | 140HCV -1078 | VTA | VTA | VTA |  | VTA |  | VTA |  | VTA | 063484C | VTA | VTA | VTA (Nm) | VTA (Nm) | VTA (Nm) | VTA (Nm) | VTA (Nm) | Close | VTA |  | VTA |  | VTA |  | VTA | VTA |  | VTA |  | VTA |  | VTA |  | VTA | VTA |  | VTA | F001 | PR01 | 14000 | NGL Extraction & Liquefaction Unit | IR1SB
Severe service cv | 140HCV -1078 | VTA | VTA | VTA |  | VTA |  | VTA |  | VTA | 063484C | VTA | VTA | VTA (Nm) | VTA (Nm) | VTA (Nm) | VTA (Nm) | VTA (Nm) | Close | VTA |  | VTA |  | VTA |  | VTA | VTA |  | VTA |  | VTA |  | VTA |  | VTA | VTA |  | VTA | F001 | PR01 | 14000 | NGL Extraction & Liquefaction Unit | IR1SB
Severe service cv | 140HCV -1078 | VTA | VTA | VTA |  | VTA |  | VTA |  | VTA | 063484C | VTA | VTA | VTA (Nm) | VTA (Nm) | VTA (Nm) | VTA (Nm) | VTA (Nm) | Close | VTA |  | VTA |  | VTA |  | VTA | VTA |  | VTA |  | VTA |  | VTA |  | VTA | VTA |  | VTA | F001 | PR01 | 14000 | NGL Extraction & Liquefaction Unit | IR1SB
Control Valve | 140HCV -1073 | VTA | VTA | VTA |  | VTA |  | VTA |  | VTA | 063480W | VTA | VTA | VTA (Nm) | VTA (Nm) | VTA (Nm) | VTA (Nm) | VTA (Nm) | Close | VTA |  | VTA |  | VTA |  | VTA | VTA |  | VTA |  | VTA |  | VTA |  | VTA | VTA |  | VTA | F001 | PR01 | 14000 | NGL Extraction & Liquefaction Unit | IR1SB
Control Valve | 140HCV -1073 | VTA | VTA | VTA |  | VTA |  | VTA |  | VTA | 063480W | VTA | VTA | VTA (Nm) | VTA (Nm) | VTA (Nm) | VTA (Nm) | VTA (Nm) | Close | VTA |  | VTA |  | VTA |  | VTA | VTA |  | VTA |  | VTA |  | VTA |  | VTA | VTA |  | VTA | F001 | PR01 | 14000 | NGL Extraction & Liquefaction Unit | IR1SB
Control Valve | 140HCV -1073 | VTA | VTA | VTA |  | VTA |  | VTA |  | VTA | 063480W | VTA | VTA | VTA (Nm) | VTA (Nm) | VTA (Nm) | VTA (Nm) | VTA (Nm) | Close | VTA |  | VTA |  | VTA |  | VTA | VTA |  | VTA |  | VTA |  | VTA |  | VTA | VTA |  | VTA | F001 | PR01 | 14000 | NGL Extraction & Liquefaction Unit | IR1SB
Control Valve | 140HCV -1073 | VTA | VTA | VTA |  | VTA |  | VTA |  | VTA | 063480W | VTA | VTA | VTA (Nm) | VTA (Nm) | VTA (Nm) | VTA (Nm) | VTA (Nm) | Close | VTA |  | VTA |  | VTA |  | VTA | VTA |  | VTA |  | VTA |  | VTA |  | VTA | VTA |  | VTA | F001 | PR01 | 14000 | NGL Extraction & Liquefaction Unit | IR1SB
Control Valve | 140HCV -1071 | VTA | VTA | VTA |  | VTA |  | VTA |  | VTA | 063484C | VTA | VTA | VTA (Nm) | VTA (Nm) | VTA (Nm) | VTA (Nm) | VTA (Nm) | Close | VTA |  | VTA |  | VTA |  | VTA | VTA |  | VTA |  | VTA |  | VTA |  | VTA | VTA |  | VTA | F001 | PR01 | 14000 | NGL Extraction & Liquefaction Unit | IR1SB
Control Valve | 140HCV -1070 | VTA | VTA | VTA |  | VTA |  | VTA |  | VTA | 063484C | VTA | VTA | VTA (Nm) | VTA (Nm) | VTA (Nm) | VTA (Nm) | VTA (Nm) | Close | VTA |  | VTA |  | VTA |  | VTA | VTA |  | VTA |  | VTA |  | VTA |  | VTA | VTA |  | VTA | F001 | PR01 | 14000 | NGL Extraction & Liquefaction Unit | IR1SB
Control Valve | 140HCV -1067 | VTA | VTA | VTA |  | VTA |  | VTA |  | VTA | 063480W | VTA | VTA | VTA (Nm) | VTA (Nm) | VTA (Nm) | VTA (Nm) | VTA (Nm) | Close | VTA |  | VTA |  | VTA |  | VTA | VTA |  | VTA |  | VTA |  | VTA |  | VTA | VTA |  | VTA | F001 | PR01 | 14000 | NGL Extraction & Liquefaction Unit | IR1SB
Control Valve | 140HCV -1065 | VTA | VTA | VTA |  | VTA |  | VTA |  | VTA | 063480W | VTA | VTA | VTA (Nm) | VTA (Nm) | VTA (Nm) | VTA (Nm) | VTA (Nm) | Close | VTA |  | VTA |  | VTA |  | VTA | VTA |  | VTA |  | VTA |  | VTA |  | VTA | VTA |  | VTA | F001 | PR01 | 14000 | NGL Extraction & Liquefaction Unit | IR1SB
Control Valve | 140HCV -1064 | VTA | VTA | VTA |  | VTA |  | VTA |  | VTA | 033480W | VTA | VTA | VTA (Nm) | VTA (Nm) | VTA (Nm) | VTA (Nm) | VTA (Nm) | Close | VTA |  | VTA |  | VTA |  | VTA | VTA |  | VTA |  | VTA |  | VTA |  | VTA | VTA |  | VTA | F001 | PR01 | 14000 | NGL Extraction & Liquefaction Unit | IR1SB
Control Valve | 140HCV -1060 | VTA | VTA | VTA |  | VTA |  | VTA |  | VTA | 033484C | VTA | VTA | VTA (Nm) | VTA (Nm) | VTA (Nm) | VTA (Nm) | VTA (Nm) | Close | VTA |  | VTA |  | VTA |  | VTA | VTA |  | VTA |  | VTA |  | VTA |  | VTA | VTA |  | VTA | F001 | PR01 | 14000 | NGL Extraction & Liquefaction Unit | IR1SB
Severe service cv | 140HCV -1053 | VTA | VTA | VTA |  | VTA |  | VTA |  | VTA | 033484C | VTA | VTA | VTA (Nm) | VTA (Nm) | VTA (Nm) | VTA (Nm) | VTA (Nm) | Close | VTA |  | VTA |  | VTA |  | VTA | VTA |  | VTA |  | VTA |  | VTA |  | VTA | VTA |  | VTA | F001 | PR01 | 14000 | NGL Extraction & Liquefaction Unit | IR1SB
Control Valve | 140HCV -1048 | VTA | VTA | VTA |  | VTA |  | VTA |  | VTA | 063480W | VTA | VTA | VTA (Nm) | VTA (Nm) | VTA (Nm) | VTA (Nm) | VTA (Nm) | Close | VTA |  | VTA |  | VTA |  | VTA | VTA |  | VTA |  | VTA |  | VTA |  | VTA | VTA |  | VTA | F001 | PR01 | 14000 | NGL Extraction & Liquefaction Unit | IR1SB
Control Valve | 140HCV -1047 | VTA | VTA | VTA |  | VTA |  | VTA |  | VTA | 063480W | VTA | VTA | VTA (Nm) | VTA (Nm) | VTA (Nm) | VTA (Nm) | VTA (Nm) | Close | VTA |  | VTA |  | VTA |  | VTA | VTA |  | VTA |  | VTA |  | VTA |  | VTA | VTA |  | VTA | F001 | PR01 | 14000 | NGL Extraction & Liquefaction Unit | IR1SB
Severe service cv | 140HCV -1037 | VTA | VTA | VTA |  | VTA |  | VTA |  | VTA | 093484C | VTA | VTA | VTA (Nm) | VTA (Nm) | VTA (Nm) | VTA (Nm) | VTA (Nm) | Close | VTA |  | VTA |  | VTA |  | VTA | VTA |  | VTA |  | VTA |  | VTA |  | VTA | VTA |  | VTA | F001 | PR01 | 14000 | NGL Extraction & Liquefaction Unit | IR1SB
Severe service cv | 140HCV -1037 | VTA | VTA | VTA |  | VTA |  | VTA |  | VTA | 093484C | VTA | VTA | VTA (Nm) | VTA (Nm) | VTA (Nm) | VTA (Nm) | VTA (Nm) | Close | VTA |  | VTA |  | VTA |  | VTA | VTA |  | VTA |  | VTA |  | VTA |  | VTA | VTA |  | VTA | F001 | PR01 | 14000 | NGL Extraction & Liquefaction Unit | IR1SB
Severe service cv | 140HCV -1037 | VTA | VTA | VTA |  | VTA |  | VTA |  | VTA | 093484C | VTA | VTA | VTA (Nm) | VTA (Nm) | VTA (Nm) | VTA (Nm) | VTA (Nm) | Close | VTA |  | VTA |  | VTA |  | VTA | VTA |  | VTA |  | VTA |  | VTA |  | VTA | VTA |  | VTA | F001 | PR01 | 14000 | NGL Extraction & Liquefaction Unit | IR1SB
Severe service cv | 140HCV -1037 | VTA | VTA | VTA |  | VTA |  | VTA |  | VTA | 093484C | VTA | VTA | VTA (Nm) | VTA (Nm) | VTA (Nm) | VTA (Nm) | VTA (Nm) | Close | VTA |  | VTA |  | VTA |  | VTA | VTA |  | VTA |  | VTA |  | VTA |  | VTA | VTA |  | VTA | F001 | PR01 | 14000 | NGL Extraction & Liquefaction Unit | IR1SB
Severe service cv | 140HCV -1037 | VTA | VTA | VTA |  | VTA |  | VTA |  | VTA | 093484C | VTA | VTA | VTA (Nm) | VTA (Nm) | VTA (Nm) | VTA (Nm) | VTA (Nm) | Close | VTA |  | VTA |  | VTA |  | VTA | VTA |  | VTA |  | VTA |  | VTA |  | VTA | VTA |  | VTA | F001 | PR01 | 14000 | NGL Extraction & Liquefaction Unit | IR1SB
Severe service cv | 140HCV -1037 | VTA | VTA | VTA |  | VTA |  | VTA |  | VTA | 093484C | VTA | VTA | VTA (Nm) | VTA (Nm) | VTA (Nm) | VTA (Nm) | VTA (Nm) | Close | VTA |  | VTA |  | VTA |  | VTA | VTA |  | VTA |  | VTA |  | VTA |  | VTA | VTA |  | VTA | F001 | PR01 | 14000 | NGL Extraction & Liquefaction Unit | IR1SB
Severe service cv | 140HCV -1037 | VTA | VTA | VTA |  | VTA |  | VTA |  | VTA | 093484C | VTA | VTA | VTA (Nm) | VTA (Nm) | VTA (Nm) | VTA (Nm) | VTA (Nm) | Close | VTA |  | VTA |  | VTA |  | VTA | VTA |  | VTA |  | VTA |  | VTA |  | VTA | VTA |  | VTA | F001 | PR01 | 14000 | NGL Extraction & Liquefaction Unit | IR1SB
Severe service cv | 140HCV -1037 | VTA | VTA | VTA |  | VTA |  | VTA |  | VTA | 093484C | VTA | VTA | VTA (Nm) | VTA (Nm) | VTA (Nm) | VTA (Nm) | VTA (Nm) | Close | VTA |  | VTA |  | VTA |  | VTA | VTA |  | VTA |  | VTA |  | VTA |  | VTA | VTA |  | VTA | F001 | PR01 | 14000 | NGL Extraction & Liquefaction Unit | IR1SB
Severe service cv | 140HCV -1037 | VTA | VTA | VTA |  | VTA |  | VTA |  | VTA | 093484C | VTA | VTA | VTA (Nm) | VTA (Nm) | VTA (Nm) | VTA (Nm) | VTA (Nm) | Close | VTA |  | VTA |  | VTA |  | VTA | VTA |  | VTA |  | VTA |  | VTA |  | VTA | VTA |  | VTA | F001 | PR01 | 14000 | NGL Extraction & Liquefaction Unit | IR1SB
Severe service cv | 140HCV -1031 | VTA | VTA | VTA |  | VTA |  | VTA |  | VTA | 013484C | VTA | VTA | VTA (Nm) | VTA (Nm) | VTA (Nm) | VTA (Nm) | VTA (Nm) | Close | VTA |  | VTA |  | VTA |  | VTA | VTA |  | VTA |  | VTA |  | VTA |  | VTA | VTA |  | VTA | F001 | PR01 | 14000 | NGL Extraction & Liquefaction Unit | IR1SB
Severe service cv | 140HCV -1026 | VTA | VTA | VTA |  | VTA |  | VTA |  | VTA | 063484C | VTA | VTA | VTA (Nm) | VTA (Nm) | VTA (Nm) | VTA (Nm) | VTA (Nm) | Close | VTA |  | VTA |  | VTA |  | VTA | VTA |  | VTA |  | VTA |  | VTA |  | VTA | VTA |  | VTA | F001 | PR01 | 14000 | NGL Extraction & Liquefaction Unit | IR0P
Severe service cv | 140HCV -1026 | VTA | VTA | VTA |  | VTA |  | VTA |  | VTA | 063484C | VTA | VTA | VTA (Nm) | VTA (Nm) | VTA (Nm) | VTA (Nm) | VTA (Nm) | Close | VTA |  | VTA |  | VTA |  | VTA | VTA |  | VTA |  | VTA |  | VTA |  | VTA | VTA |  | VTA | F001 | PR01 | 14000 | NGL Extraction & Liquefaction Unit | IR0P
Severe service cv | 140HCV -1026 | VTA | VTA | VTA |  | VTA |  | VTA |  | VTA | 063484C | VTA | VTA | VTA (Nm) | VTA (Nm) | VTA (Nm) | VTA (Nm) | VTA (Nm) | Close | VTA |  | VTA |  | VTA |  | VTA | VTA |  | VTA |  | VTA |  | VTA |  | VTA | VTA |  | VTA | F001 | PR01 | 14000 | NGL Extraction & Liquefaction Unit | IR0P
Severe service cv | 140HCV -1026 | VTA | VTA | VTA |  | VTA |  | VTA |  | VTA | 063484C | VTA | VTA | VTA (Nm) | VTA (Nm) | VTA (Nm) | VTA (Nm) | VTA (Nm) | Close | VTA |  | VTA |  | VTA |  | VTA | VTA |  | VTA |  | VTA |  | VTA |  | VTA | VTA |  | VTA | F001 | PR01 | 14000 | NGL Extraction & Liquefaction Unit | IR0P
Severe service cv | 140HCV -1025 | VTA | VTA | VTA |  | VTA |  | VTA |  | VTA | 063484C | VTA | VTA | VTA (Nm) | VTA (Nm) | VTA (Nm) | VTA (Nm) | VTA (Nm) | Close | VTA |  | VTA |  | VTA |  | VTA | VTA |  | VTA |  | VTA |  | VTA |  | VTA | VTA |  | VTA | F001 | PR01 | 14000 | NGL Extraction & Liquefaction Unit | IR1SB
Severe service cv | 140HCV -1025 | VTA | VTA | VTA |  | VTA |  | VTA |  | VTA | 063484C | VTA | VTA | VTA (Nm) | VTA (Nm) | VTA (Nm) | VTA (Nm) | VTA (Nm) | Close | VTA |  | VTA |  | VTA |  | VTA | VTA |  | VTA |  | VTA |  | VTA |  | VTA | VTA |  | VTA | F001 | PR01 | 14000 | NGL Extraction & Liquefaction Unit | IR1SB
Severe service cv | 140HCV -1025 | VTA | VTA | VTA |  | VTA |  | VTA |  | VTA | 063484C | VTA | VTA | VTA (Nm) | VTA (Nm) | VTA (Nm) | VTA (Nm) | VTA (Nm) | Close | VTA |  | VTA |  | VTA |  | VTA | VTA |  | VTA |  | VTA |  | VTA |  | VTA | VTA |  | VTA | F001 | PR01 | 14000 | NGL Extraction & Liquefaction Unit | IR1SB
Severe service cv | 140HCV -1025 | VTA | VTA | VTA |  | VTA |  | VTA |  | VTA | 063484C | VTA | VTA | VTA (Nm) | VTA (Nm) | VTA (Nm) | VTA (Nm) | VTA (Nm) | Close | VTA |  | VTA |  | VTA |  | VTA | VTA |  | VTA |  | VTA |  | VTA |  | VTA | VTA |  | VTA | F001 | PR01 | 14000 | NGL Extraction & Liquefaction Unit | IR1SB
Severe service cv | 140HCV -1024 | VTA | VTA | VTA |  | VTA |  | VTA |  | VTA | 063484C | VTA | VTA | VTA (Nm) | VTA (Nm) | VTA (Nm) | VTA (Nm) | VTA (Nm) | Close | VTA |  | VTA |  | VTA |  | VTA | VTA |  | VTA |  | VTA |  | VTA |  | VTA | VTA |  | VTA | F001 | PR01 | 14000 | NGL Extraction & Liquefaction Unit | IR1SB
Severe service cv | 140HCV -1023 | VTA | VTA | VTA |  | VTA |  | VTA |  | VTA | 063484C | VTA | VTA | VTA (Nm) | VTA (Nm) | VTA (Nm) | VTA (Nm) | VTA (Nm) | Close | VTA |  | VTA |  | VTA |  | VTA | VTA |  | VTA |  | VTA |  | VTA |  | VTA | VTA |  | VTA | F001 | PR01 | 14000 | NGL Extraction & Liquefaction Unit | IR1SB
Severe service cv | 140PCV -1052 | VTA | VTA | VTA |  | VTA |  | VTA |  | VTA | 063484C | VTA | VTA | VTA (Nm) | VTA (Nm) | VTA (Nm) | VTA (Nm) | VTA (Nm) | Close | VTA |  | VTA |  | VTA |  | VTA | VTA |  | VTA |  | VTA |  | VTA |  | VTA | VTA |  | VTA | F001 | PR01 | 14000 | NGL Extraction & Liquefaction Unit | IR1SB
Severe service cv | 140PCV -1045 | VTA | VTA | VTA |  | VTA |  | VTA |  | VTA | 063484C | VTA | VTA | VTA (Nm) | VTA (Nm) | VTA (Nm) | VTA (Nm) | VTA (Nm) | Close | VTA |  | VTA |  | VTA |  | VTA | VTA |  | VTA |  | VTA |  | VTA |  | VTA | VTA |  | VTA | F001 | PR01 | 14000 | NGL Extraction & Liquefaction Unit | IR1SB
Severe service cv | 140FCV -1010A | VTA | VTA | VTA |  | VTA |  | VTA |  | VTA | 093484C | VTA | VTA | VTA (Nm) | VTA (Nm) | VTA (Nm) | VTA (Nm) | VTA (Nm) | Close | VTA |  | VTA |  | VTA |  | VTA | VTA |  | VTA |  | VTA |  | VTA |  | VTA | VTA |  | VTA | F001 | PR01 | 14000 | NGL Extraction & Liquefaction Unit | IR0P
Severe service cv | 140FCV -1010A | VTA | VTA | VTA |  | VTA |  | VTA |  | VTA | 093484C | VTA | VTA | VTA (Nm) | VTA (Nm) | VTA (Nm) | VTA (Nm) | VTA (Nm) | Close | VTA |  | VTA |  | VTA |  | VTA | VTA |  | VTA |  | VTA |  | VTA |  | VTA | VTA |  | VTA | F001 | PR01 | 14000 | NGL Extraction & Liquefaction Unit | IR0P
Severe service cv | 140FCV -1010A | VTA | VTA | VTA |  | VTA |  | VTA |  | VTA | 093484C | VTA | VTA | VTA (Nm) | VTA (Nm) | VTA (Nm) | VTA (Nm) | VTA (Nm) | Close | VTA |  | VTA |  | VTA |  | VTA | VTA |  | VTA |  | VTA |  | VTA |  | VTA | VTA |  | VTA | F001 | PR01 | 14000 | NGL Extraction & Liquefaction Unit | IR0P
Severe service cv | 140FCV -1010A | VTA | VTA | VTA |  | VTA |  | VTA |  | VTA | 093484C | VTA | VTA | VTA (Nm) | VTA (Nm) | VTA (Nm) | VTA (Nm) | VTA (Nm) | Close | VTA |  | VTA |  | VTA |  | VTA | VTA |  | VTA |  | VTA |  | VTA |  | VTA | VTA |  | VTA | F001 | PR01 | 14000 | NGL Extraction & Liquefaction Unit | IR0P
Control Valve | 140FCV -1105 | VTA | VTA | VTA |  | VTA |  | VTA |  | VTA | 011472S | VTA | VTA | VTA (Nm) | VTA (Nm) | VTA (Nm) | VTA (Nm) | VTA (Nm) | Close | VTA |  | VTA |  | VTA |  | VTA | VTA |  | VTA |  | VTA |  | VTA |  | VTA | VTA |  | VTA | F001 | PR01 | 14000 | NGL Extraction & Liquefaction Unit | IR1SB
Severe service cv | 140FCV -1083 | VTA | VTA | VTA |  | VTA |  | VTA |  | VTA | 033484C2 | VTA | VTA | VTA (Nm) | VTA (Nm) | VTA (Nm) | VTA (Nm) | VTA (Nm) | Close | VTA |  | VTA |  | VTA |  | VTA | VTA |  | VTA |  | VTA |  | VTA |  | VTA | VTA |  | VTA | F001 | PR01 | 14000 | NGL Extraction & Liquefaction Unit | IR0P
Severe service cv | 140FCV -1083 | VTA | VTA | VTA |  | VTA |  | VTA |  | VTA | 033484C2 | VTA | VTA | VTA (Nm) | VTA (Nm) | VTA (Nm) | VTA (Nm) | VTA (Nm) | Close | VTA |  | VTA |  | VTA |  | VTA | VTA |  | VTA |  | VTA |  | VTA |  | VTA | VTA |  | VTA | F001 | PR01 | 14000 | NGL Extraction & Liquefaction Unit | IR0P
Severe service cv | 140FCV -1083 | VTA | VTA | VTA |  | VTA |  | VTA |  | VTA | 033484C2 | VTA | VTA | VTA (Nm) | VTA (Nm) | VTA (Nm) | VTA (Nm) | VTA (Nm) | Close | VTA |  | VTA |  | VTA |  | VTA | VTA |  | VTA |  | VTA |  | VTA |  | VTA | VTA |  | VTA | F001 | PR01 | 14000 | NGL Extraction & Liquefaction Unit | IR0P
Severe service cv | 140FCV -1083 | VTA | VTA | VTA |  | VTA |  | VTA |  | VTA | 033484C2 | VTA | VTA | VTA (Nm) | VTA (Nm) | VTA (Nm) | VTA (Nm) | VTA (Nm) | Close | VTA |  | VTA |  | VTA |  | VTA | VTA |  | VTA |  | VTA |  | VTA |  | VTA | VTA |  | VTA | F001 | PR01 | 14000 | NGL Extraction & Liquefaction Unit | IR0P
Severe service cv | 140FCV -1083 | VTA | VTA | VTA |  | VTA |  | VTA |  | VTA | 033484C2 | VTA | VTA | VTA (Nm) | VTA (Nm) | VTA (Nm) | VTA (Nm) | VTA (Nm) | Close | VTA |  | VTA |  | VTA |  | VTA | VTA |  | VTA |  | VTA |  | VTA |  | VTA | VTA |  | VTA | F001 | PR01 | 14000 | NGL Extraction & Liquefaction Unit | IR0P
Severe service cv | 140FCV -1083 | VTA | VTA | VTA |  | VTA |  | VTA |  | VTA | 033484C2 | VTA | VTA | VTA (Nm) | VTA (Nm) | VTA (Nm) | VTA (Nm) | VTA (Nm) | Close | VTA |  | VTA |  | VTA |  | VTA | VTA |  | VTA |  | VTA |  | VTA |  | VTA | VTA |  | VTA | F001 | PR01 | 14000 | NGL Extraction & Liquefaction Unit | IR0P
Severe service cv | 140FCV -1083 | VTA | VTA | VTA |  | VTA |  | VTA |  | VTA | 033484C2 | VTA | VTA | VTA (Nm) | VTA (Nm) | VTA (Nm) | VTA (Nm) | VTA (Nm) | Close | VTA |  | VTA |  | VTA |  | VTA | VTA |  | VTA |  | VTA |  | VTA |  | VTA | VTA |  | VTA | F001 | PR01 | 14000 | NGL Extraction & Liquefaction Unit | IR0P
Severe service cv | 140FCV -1083 | VTA | VTA | VTA |  | VTA |  | VTA |  | VTA | 033484C2 | VTA | VTA | VTA (Nm) | VTA (Nm) | VTA (Nm) | VTA (Nm) | VTA (Nm) | Close | VTA |  | VTA |  | VTA |  | VTA | VTA |  | VTA |  | VTA |  | VTA |  | VTA | VTA |  | VTA | F001 | PR01 | 14000 | NGL Extraction & Liquefaction Unit | IR0P
Severe service cv | 140FCV -1083 | VTA | VTA | VTA |  | VTA |  | VTA |  | VTA | 033484C2 | VTA | VTA | VTA (Nm) | VTA (Nm) | VTA (Nm) | VTA (Nm) | VTA (Nm) | Close | VTA |  | VTA |  | VTA |  | VTA | VTA |  | VTA |  | VTA |  | VTA |  | VTA | VTA |  | VTA | F001 | PR01 | 14000 | NGL Extraction & Liquefaction Unit | IR0P
Severe service cv | 140FCV -1083 | VTA | VTA | VTA |  | VTA |  | VTA |  | VTA | 033484C2 | VTA | VTA | VTA (Nm) | VTA (Nm) | VTA (Nm) | VTA (Nm) | VTA (Nm) | Close | VTA |  | VTA |  | VTA |  | VTA | VTA |  | VTA |  | VTA |  | VTA |  | VTA | VTA |  | VTA | F001 | PR01 | 14000 | NGL Extraction & Liquefaction Unit | IR0P
Severe service cv | 140FCV -1083 | VTA | VTA | VTA |  | VTA |  | VTA |  | VTA | 033484C2 | VTA | VTA | VTA (Nm) | VTA (Nm) | VTA (Nm) | VTA (Nm) | VTA (Nm) | Close | VTA |  | VTA |  | VTA |  | VTA | VTA |  | VTA |  | VTA |  | VTA |  | VTA | VTA |  | VTA | F001 | PR01 | 14000 | NGL Extraction & Liquefaction Unit | IR0P
Severe service cv | 140FCV -1083 | VTA | VTA | VTA |  | VTA |  | VTA |  | VTA | 033484C2 | VTA | VTA | VTA (Nm) | VTA (Nm) | VTA (Nm) | VTA (Nm) | VTA (Nm) | Close | VTA |  | VTA |  | VTA |  | VTA | VTA |  | VTA |  | VTA |  | VTA |  | VTA | VTA |  | VTA | F001 | PR01 | 14000 | NGL Extraction & Liquefaction Unit | IR0P
Severe service cv | 140FCV -1083 | VTA | VTA | VTA |  | VTA |  | VTA |  | VTA | 033484C2 | VTA | VTA | VTA (Nm) | VTA (Nm) | VTA (Nm) | VTA (Nm) | VTA (Nm) | Close | VTA |  | VTA |  | VTA |  | VTA | VTA |  | VTA |  | VTA |  | VTA |  | VTA | VTA |  | VTA | F001 | PR01 | 14000 | NGL Extraction & Liquefaction Unit | IR0P
Severe service cv | 140FCV -1083 | VTA | VTA | VTA |  | VTA |  | VTA |  | VTA | 033484C2 | VTA | VTA | VTA (Nm) | VTA (Nm) | VTA (Nm) | VTA (Nm) | VTA (Nm) | Close | VTA |  | VTA |  | VTA |  | VTA | VTA |  | VTA |  | VTA |  | VTA |  | VTA | VTA |  | VTA | F001 | PR01 | 14000 | NGL Extraction & Liquefaction Unit | IR0P
Severe service cv | 140FCV -1083 | VTA | VTA | VTA |  | VTA |  | VTA |  | VTA | 033484C2 | VTA | VTA | VTA (Nm) | VTA (Nm) | VTA (Nm) | VTA (Nm) | VTA (Nm) | Close | VTA |  | VTA |  | VTA |  | VTA | VTA |  | VTA |  | VTA |  | VTA |  | VTA | VTA |  | VTA | F001 | PR01 | 14000 | NGL Extraction & Liquefaction Unit | IR0P
Severe service cv | 140FCV -1083 | VTA | VTA | VTA |  | VTA |  | VTA |  | VTA | 033484C2 | VTA | VTA | VTA (Nm) | VTA (Nm) | VTA (Nm) | VTA (Nm) | VTA (Nm) | Close | VTA |  | VTA |  | VTA |  | VTA | VTA |  | VTA |  | VTA |  | VTA |  | VTA | VTA |  | VTA | F001 | PR01 | 14000 | NGL Extraction & Liquefaction Unit | IR0P
Severe service cv | 140FCV -1077 | VTA | VTA | VTA |  | VTA |  | VTA |  | VTA | 063484C | VTA | VTA | VTA (Nm) | VTA (Nm) | VTA (Nm) | VTA (Nm) | VTA (Nm) | Close | VTA |  | VTA |  | VTA |  | VTA | VTA |  | VTA |  | VTA |  | VTA |  | VTA | VTA |  | VTA | F001 | PR01 | 14000 | NGL Extraction & Liquefaction Unit | IR1SB
Severe service cv | 140FCV -1077 | VTA | VTA | VTA |  | VTA |  | VTA |  | VTA | 063484C | VTA | VTA | VTA (Nm) | VTA (Nm) | VTA (Nm) | VTA (Nm) | VTA (Nm) | Close | VTA |  | VTA |  | VTA |  | VTA | VTA |  | VTA |  | VTA |  | VTA |  | VTA | VTA |  | VTA | F001 | PR01 | 14000 | NGL Extraction & Liquefaction Unit | IR1SB
Severe service cv | 140FCV -1077 | VTA | VTA | VTA |  | VTA |  | VTA |  | VTA | 063484C | VTA | VTA | VTA (Nm) | VTA (Nm) | VTA (Nm) | VTA (Nm) | VTA (Nm) | Close | VTA |  | VTA |  | VTA |  | VTA | VTA |  | VTA |  | VTA |  | VTA |  | VTA | VTA |  | VTA | F001 | PR01 | 14000 | NGL Extraction & Liquefaction Unit | IR1SB
Severe service cv | 140FCV -1077 | VTA | VTA | VTA |  | VTA |  | VTA |  | VTA | 063484C | VTA | VTA | VTA (Nm) | VTA (Nm) | VTA (Nm) | VTA (Nm) | VTA (Nm) | Close | VTA |  | VTA |  | VTA |  | VTA | VTA |  | VTA |  | VTA |  | VTA |  | VTA | VTA |  | VTA | F001 | PR01 | 14000 | NGL Extraction & Liquefaction Unit | IR1SB
Severe service cv | 140FCV -1076 | VTA | VTA | VTA |  | VTA |  | VTA |  | VTA | 063484C | VTA | VTA | VTA (Nm) | VTA (Nm) | VTA (Nm) | VTA (Nm) | VTA (Nm) | Close | VTA |  | VTA |  | VTA |  | VTA | VTA |  | VTA |  | VTA |  | VTA |  | VTA | VTA |  | VTA | F001 | PR01 | 14000 | NGL Extraction & Liquefaction Unit | IR1SB
Severe service cv | 140FCV -1076 | VTA | VTA | VTA |  | VTA |  | VTA |  | VTA | 063484C | VTA | VTA | VTA (Nm) | VTA (Nm) | VTA (Nm) | VTA (Nm) | VTA (Nm) | Close | VTA |  | VTA |  | VTA |  | VTA | VTA |  | VTA |  | VTA |  | VTA |  | VTA | VTA |  | VTA | F001 | PR01 | 14000 | NGL Extraction & Liquefaction Unit | IR1SB
Severe service cv | 140FCV -1076 | VTA | VTA | VTA |  | VTA |  | VTA |  | VTA | 063484C | VTA | VTA | VTA (Nm) | VTA (Nm) | VTA (Nm) | VTA (Nm) | VTA (Nm) | Close | VTA |  | VTA |  | VTA |  | VTA | VTA |  | VTA |  | VTA |  | VTA |  | VTA | VTA |  | VTA | F001 | PR01 | 14000 | NGL Extraction & Liquefaction Unit | IR1SB
Severe service cv | 140FCV -1076 | VTA | VTA | VTA |  | VTA |  | VTA |  | VTA | 063484C | VTA | VTA | VTA (Nm) | VTA (Nm) | VTA (Nm) | VTA (Nm) | VTA (Nm) | Close | VTA |  | VTA |  | VTA |  | VTA | VTA |  | VTA |  | VTA |  | VTA |  | VTA | VTA |  | VTA | F001 | PR01 | 14000 | NGL Extraction & Liquefaction Unit | IR1SB
Severe service cv | 140FCV -1075 | VTA | VTA | VTA |  | VTA |  | VTA |  | VTA | 063480W | VTA | VTA | VTA (Nm) | VTA (Nm) | VTA (Nm) | VTA (Nm) | VTA (Nm) | Close | VTA |  | VTA |  | VTA |  | VTA | VTA |  | VTA |  | VTA |  | VTA |  | VTA | VTA |  | VTA | F001 | PR01 | 14000 | NGL Extraction & Liquefaction Unit | IR1SB
Severe service cv | 140FCV -1075 | VTA | VTA | VTA |  | VTA |  | VTA |  | VTA | 063480W | VTA | VTA | VTA (Nm) | VTA (Nm) | VTA (Nm) | VTA (Nm) | VTA (Nm) | Close | VTA |  | VTA |  | VTA |  | VTA | VTA |  | VTA |  | VTA |  | VTA |  | VTA | VTA |  | VTA | F001 | PR01 | 14000 | NGL Extraction & Liquefaction Unit | IR1SB
Severe service cv | 140FCV -1075 | VTA | VTA | VTA |  | VTA |  | VTA |  | VTA | 063480W | VTA | VTA | VTA (Nm) | VTA (Nm) | VTA (Nm) | VTA (Nm) | VTA (Nm) | Close | VTA |  | VTA |  | VTA |  | VTA | VTA |  | VTA |  | VTA |  | VTA |  | VTA | VTA |  | VTA | F001 | PR01 | 14000 | NGL Extraction & Liquefaction Unit | IR1SB
Severe service cv | 140FCV -1075 | VTA | VTA | VTA |  | VTA |  | VTA |  | VTA | 063480W | VTA | VTA | VTA (Nm) | VTA (Nm) | VTA (Nm) | VTA (Nm) | VTA (Nm) | Close | VTA |  | VTA |  | VTA |  | VTA | VTA |  | VTA |  | VTA |  | VTA |  | VTA | VTA |  | VTA | F001 | PR01 | 14000 | NGL Extraction & Liquefaction Unit | IR1SB
Severe service cv | 140FCV -1057 | VTA | VTA | VTA |  | VTA |  | VTA |  | VTA | 033484C | VTA | VTA | VTA (Nm) | VTA (Nm) | VTA (Nm) | VTA (Nm) | VTA (Nm) | Close | VTA |  | VTA |  | VTA |  | VTA | VTA |  | VTA |  | VTA |  | VTA |  | VTA | VTA |  | VTA | F001 | PR01 | 14000 | NGL Extraction & Liquefaction Unit | IR1SB
Control Valve | 140FCV -1056 | VTA | VTA | VTA |  | VTA |  | VTA |  | VTA | 033480W | VTA | VTA | VTA (Nm) | VTA (Nm) | VTA (Nm) | VTA (Nm) | VTA (Nm) | Close | VTA |  | VTA |  | VTA |  | VTA | VTA |  | VTA |  | VTA |  | VTA |  | VTA | VTA |  | VTA | F001 | PR01 | 14000 | NGL Extraction & Liquefaction Unit | IR1SB
Control Valve | 140FCV -1036 | VTA | VTA | VTA |  | VTA |  | VTA |  | VTA | 033480W | VTA | VTA | VTA (Nm) | VTA (Nm) | VTA (Nm) | VTA (Nm) | VTA (Nm) | Close | VTA |  | VTA |  | VTA |  | VTA | VTA |  | VTA |  | VTA |  | VTA |  | VTA | VTA |  | VTA | F001 | PR01 | 14000 | NGL Extraction & Liquefaction Unit | IR1SB
Severe service cv | 140FCV -1035 | VTA | VTA | VTA |  | VTA |  | VTA |  | VTA | 033484C | VTA | VTA | VTA (Nm) | VTA (Nm) | VTA (Nm) | VTA (Nm) | VTA (Nm) | Close | VTA |  | VTA |  | VTA |  | VTA | VTA |  | VTA |  | VTA |  | VTA |  | VTA | VTA |  | VTA | F001 | PR01 | 14000 | NGL Extraction & Liquefaction Unit | IR1SB
Control Valve | 140FCV -1034 | VTA | VTA | VTA |  | VTA |  | VTA |  | VTA | 013484C | VTA | VTA | VTA (Nm) | VTA (Nm) | VTA (Nm) | VTA (Nm) | VTA (Nm) | Close | VTA |  | VTA |  | VTA |  | VTA | VTA |  | VTA |  | VTA |  | VTA |  | VTA | VTA |  | VTA | F001 | PR01 | 14000 | NGL Extraction & Liquefaction Unit | IR1SB
Severe service cv | 140FCV -1033 | VTA | VTA | VTA |  | VTA |  | VTA |  | VTA | 063484C | VTA | VTA | VTA (Nm) | VTA (Nm) | VTA (Nm) | VTA (Nm) | VTA (Nm) | Close | VTA |  | VTA |  | VTA |  | VTA | VTA |  | VTA |  | VTA |  | VTA |  | VTA | VTA |  | VTA | F001 | PR01 | 14000 | NGL Extraction & Liquefaction Unit | IR1SB
Severe service cv | 140FCV -1033 | VTA | VTA | VTA |  | VTA |  | VTA |  | VTA | 063484C | VTA | VTA | VTA (Nm) | VTA (Nm) | VTA (Nm) | VTA (Nm) | VTA (Nm) | Close | VTA |  | VTA |  | VTA |  | VTA | VTA |  | VTA |  | VTA |  | VTA |  | VTA | VTA |  | VTA | F001 | PR01 | 14000 | NGL Extraction & Liquefaction Unit | IR1SB
Severe service cv | 140FCV -1033 | VTA | VTA | VTA |  | VTA |  | VTA |  | VTA | 063484C | VTA | VTA | VTA (Nm) | VTA (Nm) | VTA (Nm) | VTA (Nm) | VTA (Nm) | Close | VTA |  | VTA |  | VTA |  | VTA | VTA |  | VTA |  | VTA |  | VTA |  | VTA | VTA |  | VTA | F001 | PR01 | 14000 | NGL Extraction & Liquefaction Unit | IR1SB
Severe service cv | 140FCV -1033 | VTA | VTA | VTA |  | VTA |  | VTA |  | VTA | 063484C | VTA | VTA | VTA (Nm) | VTA (Nm) | VTA (Nm) | VTA (Nm) | VTA (Nm) | Close | VTA |  | VTA |  | VTA |  | VTA | VTA |  | VTA |  | VTA |  | VTA |  | VTA | VTA |  | VTA | F001 | PR01 | 14000 | NGL Extraction & Liquefaction Unit | IR1SB
Severe service cv | 140FCV -1014 | VTA | VTA | VTA |  | VTA |  | VTA |  | VTA | 063484C | VTA | VTA | VTA (Nm) | VTA (Nm) | VTA (Nm) | VTA (Nm) | VTA (Nm) | Close | VTA |  | VTA |  | VTA |  | VTA | VTA |  | VTA |  | VTA |  | VTA |  | VTA | VTA |  | VTA | F001 | PR01 | 14000 | NGL Extraction & Liquefaction Unit | IR1SB
Severe service cv | 140FCV -1014 | VTA | VTA | VTA |  | VTA |  | VTA |  | VTA | 063484C | VTA | VTA | VTA (Nm) | VTA (Nm) | VTA (Nm) | VTA (Nm) | VTA (Nm) | Close | VTA |  | VTA |  | VTA |  | VTA | VTA |  | VTA |  | VTA |  | VTA |  | VTA | VTA |  | VTA | F001 | PR01 | 14000 | NGL Extraction & Liquefaction Unit | IR1SB
Severe service cv | 140FCV -1014 | VTA | VTA | VTA |  | VTA |  | VTA |  | VTA | 063484C | VTA | VTA | VTA (Nm) | VTA (Nm) | VTA (Nm) | VTA (Nm) | VTA (Nm) | Close | VTA |  | VTA |  | VTA |  | VTA | VTA |  | VTA |  | VTA |  | VTA |  | VTA | VTA |  | VTA | F001 | PR01 | 14000 | NGL Extraction & Liquefaction Unit | IR1SB
Severe service cv | 140FCV -1014 | VTA | VTA | VTA |  | VTA |  | VTA |  | VTA | 063484C | VTA | VTA | VTA (Nm) | VTA (Nm) | VTA (Nm) | VTA (Nm) | VTA (Nm) | Close | VTA |  | VTA |  | VTA |  | VTA | VTA |  | VTA |  | VTA |  | VTA |  | VTA | VTA |  | VTA | F001 | PR01 | 14000 | NGL Extraction & Liquefaction Unit | IR1SB
Severe service cv | 140FCV -1012 | VTA | VTA | VTA |  | VTA |  | VTA |  | VTA | 063484C | VTA | VTA | VTA (Nm) | VTA (Nm) | VTA (Nm) | VTA (Nm) | VTA (Nm) | Close | VTA |  | VTA |  | VTA |  | VTA | VTA |  | VTA |  | VTA |  | VTA |  | VTA | VTA |  | VTA | F001 | PR01 | 14000 | NGL Extraction & Liquefaction Unit | IR1SB
Severe service cv | 140FCV -1012 | VTA | VTA | VTA |  | VTA |  | VTA |  | VTA | 063484C | VTA | VTA | VTA (Nm) | VTA (Nm) | VTA (Nm) | VTA (Nm) | VTA (Nm) | Close | VTA |  | VTA |  | VTA |  | VTA | VTA |  | VTA |  | VTA |  | VTA |  | VTA | VTA |  | VTA | F001 | PR01 | 14000 | NGL Extraction & Liquefaction Unit | IR1SB
Severe service cv | 140FCV -1012 | VTA | VTA | VTA |  | VTA |  | VTA |  | VTA | 063484C | VTA | VTA | VTA (Nm) | VTA (Nm) | VTA (Nm) | VTA (Nm) | VTA (Nm) | Close | VTA |  | VTA |  | VTA |  | VTA | VTA |  | VTA |  | VTA |  | VTA |  | VTA | VTA |  | VTA | F001 | PR01 | 14000 | NGL Extraction & Liquefaction Unit | IR1SB
Severe service cv | 140FCV -1012 | VTA | VTA | VTA |  | VTA |  | VTA |  | VTA | 063484C | VTA | VTA | VTA (Nm) | VTA (Nm) | VTA (Nm) | VTA (Nm) | VTA (Nm) | Close | VTA |  | VTA |  | VTA |  | VTA | VTA |  | VTA |  | VTA |  | VTA |  | VTA | VTA |  | VTA | F001 | PR01 | 14000 | NGL Extraction & Liquefaction Unit | IR1SB
Severe service cv | 140FCV -1010B | VTA | VTA | VTA |  | VTA |  | VTA |  | VTA | 093484C | VTA | VTA | VTA (Nm) | VTA (Nm) | VTA (Nm) | VTA (Nm) | VTA (Nm) | Close | VTA |  | VTA |  | VTA |  | VTA | VTA |  | VTA |  | VTA |  | VTA |  | VTA | VTA |  | VTA | F001 | PR01 | 14000 | NGL Extraction & Liquefaction Unit | IR0P
Severe service cv | 140FCV -1010B | VTA | VTA | VTA |  | VTA |  | VTA |  | VTA | 093484C | VTA | VTA | VTA (Nm) | VTA (Nm) | VTA (Nm) | VTA (Nm) | VTA (Nm) | Close | VTA |  | VTA |  | VTA |  | VTA | VTA |  | VTA |  | VTA |  | VTA |  | VTA | VTA |  | VTA | F001 | PR01 | 14000 | NGL Extraction & Liquefaction Unit | IR0P
Severe service cv | 140FCV -1010B | VTA | VTA | VTA |  | VTA |  | VTA |  | VTA | 093484C | VTA | VTA | VTA (Nm) | VTA (Nm) | VTA (Nm) | VTA (Nm) | VTA (Nm) | Close | VTA |  | VTA |  | VTA |  | VTA | VTA |  | VTA |  | VTA |  | VTA |  | VTA | VTA |  | VTA | F001 | PR01 | 14000 | NGL Extraction & Liquefaction Unit | IR0P
Severe service cv | 140FCV -1010B | VTA | VTA | VTA |  | VTA |  | VTA |  | VTA | 093484C | VTA | VTA | VTA (Nm) | VTA (Nm) | VTA (Nm) | VTA (Nm) | VTA (Nm) | Close | VTA |  | VTA |  | VTA |  | VTA | VTA |  | VTA |  | VTA |  | VTA |  | VTA | VTA |  | VTA | F001 | PR01 | 14000 | NGL Extraction & Liquefaction Unit | IR0P
Severe service cv | 140LCV -1041 | VTA | VTA | VTA |  | VTA |  | VTA |  | VTA | 091472W | VTA | VTA | VTA (Nm) | VTA (Nm) | VTA (Nm) | VTA (Nm) | VTA (Nm) | Close | VTA |  | VTA |  | VTA |  | VTA | VTA |  | VTA |  | VTA |  | VTA |  | VTA | VTA |  | VTA | F001 | PR01 | 14000 | NGL Extraction & Liquefaction Unit | IR1SB
Control Valve | 140LCV -1019 | VTA | VTA | VTA |  | VTA |  | VTA |  | VTA | 011472S | VTA | VTA | VTA (Nm) | VTA (Nm) | VTA (Nm) | VTA (Nm) | VTA (Nm) | Close | VTA |  | VTA |  | VTA |  | VTA | VTA |  | VTA |  | VTA |  | VTA |  | VTA | VTA |  | VTA | F001 | PR01 | 14000 | NGL Extraction & Liquefaction Unit | IR1SB
Control Valve | 140LCV -1019 | VTA | VTA | VTA |  | VTA |  | VTA |  | VTA | 011472S | VTA | VTA | VTA (Nm) | VTA (Nm) | VTA (Nm) | VTA (Nm) | VTA (Nm) | Close | VTA |  | VTA |  | VTA |  | VTA | VTA |  | VTA |  | VTA |  | VTA |  | VTA | VTA |  | VTA | F001 | PR01 | 14000 | NGL Extraction & Liquefaction Unit | IR1SB
Control Valve | 140LCV -1019 | VTA | VTA | VTA |  | VTA |  | VTA |  | VTA | 011472S | VTA | VTA | VTA (Nm) | VTA (Nm) | VTA (Nm) | VTA (Nm) | VTA (Nm) | Close | VTA |  | VTA |  | VTA |  | VTA | VTA |  | VTA |  | VTA |  | VTA |  | VTA | VTA |  | VTA | F001 | PR01 | 14000 | NGL Extraction & Liquefaction Unit | IR1SB
Control Valve | 140LCV -1019 | VTA | VTA | VTA |  | VTA |  | VTA |  | VTA | 011472S | VTA | VTA | VTA (Nm) | VTA (Nm) | VTA (Nm) | VTA (Nm) | VTA (Nm) | Close | VTA |  | VTA |  | VTA |  | VTA | VTA |  | VTA |  | VTA |  | VTA |  | VTA | VTA |  | VTA | F001 | PR01 | 14000 | NGL Extraction & Liquefaction Unit | IR1SB
Control Valve | 140FCV -1021 | VTA | VTA | VTA |  | VTA |  | VTA |  | VTA | 011472S | VTA | VTA | VTA (Nm) | VTA (Nm) | VTA (Nm) | VTA (Nm) | VTA (Nm) | Close | VTA |  | VTA |  | VTA |  | VTA | VTA |  | VTA |  | VTA |  | VTA |  | VTA | VTA |  | VTA | F001 | PR01 | 14000 | NGL Extraction & Liquefaction Unit | IR1SB
Control Valve | 140FCV -1021 | VTA | VTA | VTA |  | VTA |  | VTA |  | VTA | 011472S | VTA | VTA | VTA (Nm) | VTA (Nm) | VTA (Nm) | VTA (Nm) | VTA (Nm) | Close | VTA |  | VTA |  | VTA |  | VTA | VTA |  | VTA |  | VTA |  | VTA |  | VTA | VTA |  | VTA | F001 | PR01 | 14000 | NGL Extraction & Liquefaction Unit | IR1SB
Control Valve | 140FCV -1021 | VTA | VTA | VTA |  | VTA |  | VTA |  | VTA | 011472S | VTA | VTA | VTA (Nm) | VTA (Nm) | VTA (Nm) | VTA (Nm) | VTA (Nm) | Close | VTA |  | VTA |  | VTA |  | VTA | VTA |  | VTA |  | VTA |  | VTA |  | VTA | VTA |  | VTA | F001 | PR01 | 14000 | NGL Extraction & Liquefaction Unit | IR1SB
Control Valve | 140FCV -1021 | VTA | VTA | VTA |  | VTA |  | VTA |  | VTA | 011472S | VTA | VTA | VTA (Nm) | VTA (Nm) | VTA (Nm) | VTA (Nm) | VTA (Nm) | Close | VTA |  | VTA |  | VTA |  | VTA | VTA |  | VTA |  | VTA |  | VTA |  | VTA | VTA |  | VTA | F001 | PR01 | 14000 | NGL Extraction & Liquefaction Unit | IR1SB
Severe service cv | 140FCV -1086 | VTA | VTA | VTA |  | VTA |  | VTA |  | VTA | 091472W | VTA | VTA | VTA (Nm) | VTA (Nm) | VTA (Nm) | VTA (Nm) | VTA (Nm) | Close | VTA |  | VTA |  | VTA |  | VTA | VTA |  | VTA |  | VTA |  | VTA |  | VTA | VTA |  | VTA | F001 | PR01 | 14000 | NGL Extraction & Liquefaction Unit | IR1SB
Severe service cv | 140PCV -1022 | VTA | VTA | VTA |  | VTA |  | VTA |  | VTA | 033484C | VTA | VTA | VTA (Nm) | VTA (Nm) | VTA (Nm) | VTA (Nm) | VTA (Nm) | Close | VTA |  | VTA |  | VTA |  | VTA | VTA |  | VTA |  | VTA |  | VTA |  | VTA | VTA |  | VTA | F001 | PR01 | 14000 | NGL Extraction & Liquefaction Unit | IR1SB
Severe service cv | 140PCV -1022 | VTA | VTA | VTA |  | VTA |  | VTA |  | VTA | 033484C | VTA | VTA | VTA (Nm) | VTA (Nm) | VTA (Nm) | VTA (Nm) | VTA (Nm) | Close | VTA |  | VTA |  | VTA |  | VTA | VTA |  | VTA |  | VTA |  | VTA |  | VTA | VTA |  | VTA | F001 | PR01 | 14000 | NGL Extraction & Liquefaction Unit | IR1SB
Severe service cv | 140PCV -1022 | VTA | VTA | VTA |  | VTA |  | VTA |  | VTA | 033484C | VTA | VTA | VTA (Nm) | VTA (Nm) | VTA (Nm) | VTA (Nm) | VTA (Nm) | Close | VTA |  | VTA |  | VTA |  | VTA | VTA |  | VTA |  | VTA |  | VTA |  | VTA | VTA |  | VTA | F001 | PR01 | 14000 | NGL Extraction & Liquefaction Unit | IR1SB
Severe service cv | 140PCV -1022 | VTA | VTA | VTA |  | VTA |  | VTA |  | VTA | 033484C | VTA | VTA | VTA (Nm) | VTA (Nm) | VTA (Nm) | VTA (Nm) | VTA (Nm) | Close | VTA |  | VTA |  | VTA |  | VTA | VTA |  | VTA |  | VTA |  | VTA |  | VTA | VTA |  | VTA | F001 | PR01 | 14000 | NGL Extraction & Liquefaction Unit | IR1SB
Severe service cv | 140LCV -1004 | VTA | VTA | VTA |  | VTA |  | VTA |  | VTA | 063480W | VTA | VTA | VTA (Nm) | VTA (Nm) | VTA (Nm) | VTA (Nm) | VTA (Nm) | Close | VTA |  | VTA |  | VTA |  | VTA | VTA |  | VTA |  | VTA |  | VTA |  | VTA | VTA |  | VTA | F001 | PR01 | 14000 | NGL Extraction & Liquefaction Unit | IR1SB
Severe service cv | 140LCV -1004 | VTA | VTA | VTA |  | VTA |  | VTA |  | VTA | 063480W | VTA | VTA | VTA (Nm) | VTA (Nm) | VTA (Nm) | VTA (Nm) | VTA (Nm) | Close | VTA |  | VTA |  | VTA |  | VTA | VTA |  | VTA |  | VTA |  | VTA |  | VTA | VTA |  | VTA | F001 | PR01 | 14000 | NGL Extraction & Liquefaction Unit | IR1SB
Severe service cv | 140LCV -1004 | VTA | VTA | VTA |  | VTA |  | VTA |  | VTA | 063480W | VTA | VTA | VTA (Nm) | VTA (Nm) | VTA (Nm) | VTA (Nm) | VTA (Nm) | Close | VTA |  | VTA |  | VTA |  | VTA | VTA |  | VTA |  | VTA |  | VTA |  | VTA | VTA |  | VTA | F001 | PR01 | 14000 | NGL Extraction & Liquefaction Unit | IR1SB
Severe service cv | 140LCV -1004 | VTA | VTA | VTA |  | VTA |  | VTA |  | VTA | 063480W | VTA | VTA | VTA (Nm) | VTA (Nm) | VTA (Nm) | VTA (Nm) | VTA (Nm) | Close | VTA |  | VTA |  | VTA |  | VTA | VTA |  | VTA |  | VTA |  | VTA |  | VTA | VTA |  | VTA | F001 | PR01 | 14000 | NGL Extraction & Liquefaction Unit | IR1SB
Severe service cv | 140LCV -1004 | VTA | VTA | VTA |  | VTA |  | VTA |  | VTA | 063480W | VTA | VTA | VTA (Nm) | VTA (Nm) | VTA (Nm) | VTA (Nm) | VTA (Nm) | Close | VTA |  | VTA |  | VTA |  | VTA | VTA |  | VTA |  | VTA |  | VTA |  | VTA | VTA |  | VTA | F001 | PR01 | 14000 | NGL Extraction & Liquefaction Unit | IR1SB
Severe service cv | 140LCV -1004 | VTA | VTA | VTA |  | VTA |  | VTA |  | VTA | 063480W | VTA | VTA | VTA (Nm) | VTA (Nm) | VTA (Nm) | VTA (Nm) | VTA (Nm) | Close | VTA |  | VTA |  | VTA |  | VTA | VTA |  | VTA |  | VTA |  | VTA |  | VTA | VTA |  | VTA | F001 | PR01 | 14000 | NGL Extraction & Liquefaction Unit | IR1SB
Severe service cv | 140LCV -1004 | VTA | VTA | VTA |  | VTA |  | VTA |  | VTA | 063480W | VTA | VTA | VTA (Nm) | VTA (Nm) | VTA (Nm) | VTA (Nm) | VTA (Nm) | Close | VTA |  | VTA |  | VTA |  | VTA | VTA |  | VTA |  | VTA |  | VTA |  | VTA | VTA |  | VTA | F001 | PR01 | 14000 | NGL Extraction & Liquefaction Unit | IR1SB
Severe service cv | 140LCV -1004 | VTA | VTA | VTA |  | VTA |  | VTA |  | VTA | 063480W | VTA | VTA | VTA (Nm) | VTA (Nm) | VTA (Nm) | VTA (Nm) | VTA (Nm) | Close | VTA |  | VTA |  | VTA |  | VTA | VTA |  | VTA |  | VTA |  | VTA |  | VTA | VTA |  | VTA | F001 | PR01 | 14000 | NGL Extraction & Liquefaction Unit | IR1SB
Severe service cv | 140LCV -1004 | VTA | VTA | VTA |  | VTA |  | VTA |  | VTA | 063480W | VTA | VTA | VTA (Nm) | VTA (Nm) | VTA (Nm) | VTA (Nm) | VTA (Nm) | Close | VTA |  | VTA |  | VTA |  | VTA | VTA |  | VTA |  | VTA |  | VTA |  | VTA | VTA |  | VTA | F001 | PR01 | 14000 | NGL Extraction & Liquefaction Unit | IR1SB
Severe service cv | 140HCV -1020 | VTA | VTA | VTA |  | VTA |  | VTA |  | VTA | 061472W | VTA | VTA | VTA (Nm) | VTA (Nm) | VTA (Nm) | VTA (Nm) | VTA (Nm) | Close | VTA |  | VTA |  | VTA |  | VTA | VTA |  | VTA |  | VTA |  | VTA |  | VTA | VTA |  | VTA | F001 | PR01 | 14000 | NGL Extraction & Liquefaction Unit | IR1SB
Severe service cv | 140FCV -1038 | VTA | VTA | VTA |  | VTA |  | VTA |  | VTA | 063484C | VTA | VTA | VTA (Nm) | VTA (Nm) | VTA (Nm) | VTA (Nm) | VTA (Nm) | Close | VTA |  | VTA |  | VTA |  | VTA | VTA |  | VTA |  | VTA |  | VTA |  | VTA | VTA |  | VTA | F001 | PR01 | 14000 | NGL Extraction & Liquefaction Unit | IR1SB
Severe service cv | 140FCV -1038 | VTA | VTA | VTA |  | VTA |  | VTA |  | VTA | 063484C | VTA | VTA | VTA (Nm) | VTA (Nm) | VTA (Nm) | VTA (Nm) | VTA (Nm) | Close | VTA |  | VTA |  | VTA |  | VTA | VTA |  | VTA |  | VTA |  | VTA |  | VTA | VTA |  | VTA | F001 | PR01 | 14000 | NGL Extraction & Liquefaction Unit | IR1SB
Severe service cv | 140FCV -1038 | VTA | VTA | VTA |  | VTA |  | VTA |  | VTA | 063484C | VTA | VTA | VTA (Nm) | VTA (Nm) | VTA (Nm) | VTA (Nm) | VTA (Nm) | Close | VTA |  | VTA |  | VTA |  | VTA | VTA |  | VTA |  | VTA |  | VTA |  | VTA | VTA |  | VTA | F001 | PR01 | 14000 | NGL Extraction & Liquefaction Unit | IR1SB
Severe service cv | 140FCV -1038 | VTA | VTA | VTA |  | VTA |  | VTA |  | VTA | 063484C | VTA | VTA | VTA (Nm) | VTA (Nm) | VTA (Nm) | VTA (Nm) | VTA (Nm) | Close | VTA |  | VTA |  | VTA |  | VTA | VTA |  | VTA |  | VTA |  | VTA |  | VTA | VTA |  | VTA | F001 | PR01 | 14000 | NGL Extraction & Liquefaction Unit | IR1SB
Severe service cv | 140FCV -1038 | VTA | VTA | VTA |  | VTA |  | VTA |  | VTA | 063484C | VTA | VTA | VTA (Nm) | VTA (Nm) | VTA (Nm) | VTA (Nm) | VTA (Nm) | Close | VTA |  | VTA |  | VTA |  | VTA | VTA |  | VTA |  | VTA |  | VTA |  | VTA | VTA |  | VTA | F001 | PR01 | 14000 | NGL Extraction & Liquefaction Unit | IR1SB
Severe service cv | 140FCV -1038 | VTA | VTA | VTA |  | VTA |  | VTA |  | VTA | 063484C | VTA | VTA | VTA (Nm) | VTA (Nm) | VTA (Nm) | VTA (Nm) | VTA (Nm) | Close | VTA |  | VTA |  | VTA |  | VTA | VTA |  | VTA |  | VTA |  | VTA |  | VTA | VTA |  | VTA | F001 | PR01 | 14000 | NGL Extraction & Liquefaction Unit | IR1SB
Severe service cv | 140FCV -1038 | VTA | VTA | VTA |  | VTA |  | VTA |  | VTA | 063484C | VTA | VTA | VTA (Nm) | VTA (Nm) | VTA (Nm) | VTA (Nm) | VTA (Nm) | Close | VTA |  | VTA |  | VTA |  | VTA | VTA |  | VTA |  | VTA |  | VTA |  | VTA | VTA |  | VTA | F001 | PR01 | 14000 | NGL Extraction & Liquefaction Unit | IR1SB
Severe service cv | 140FCV -1038 | VTA | VTA | VTA |  | VTA |  | VTA |  | VTA | 063484C | VTA | VTA | VTA (Nm) | VTA (Nm) | VTA (Nm) | VTA (Nm) | VTA (Nm) | Close | VTA |  | VTA |  | VTA |  | VTA | VTA |  | VTA |  | VTA |  | VTA |  | VTA | VTA |  | VTA | F001 | PR01 | 14000 | NGL Extraction & Liquefaction Unit | IR1SB
Severe service cv | 140FCV -1038 | VTA | VTA | VTA |  | VTA |  | VTA |  | VTA | 063484C | VTA | VTA | VTA (Nm) | VTA (Nm) | VTA (Nm) | VTA (Nm) | VTA (Nm) | Close | VTA |  | VTA |  | VTA |  | VTA | VTA |  | VTA |  | VTA |  | VTA |  | VTA | VTA |  | VTA | F001 | PR01 | 14000 | NGL Extraction & Liquefaction Unit | IR1SB
Severe service cv | 140UCV -1501B | VTA | VTA | VTA |  | VTA |  | VTA |  | VTA | 063484C | VTA | VTA | VTA (Nm) | VTA (Nm) | VTA (Nm) | VTA (Nm) | VTA (Nm) | Close | VTA |  | VTA |  | VTA |  | VTA | VTA |  | VTA |  | VTA |  | VTA |  | VTA | VTA |  | VTA | F001 | PR01 | 14000 | NGL Extraction & Liquefaction Unit | IR1SB
Severe service cv | 140UCV -1501B | VTA | VTA | VTA |  | VTA |  | VTA |  | VTA | 063484C | VTA | VTA | VTA (Nm) | VTA (Nm) | VTA (Nm) | VTA (Nm) | VTA (Nm) | Close | VTA |  | VTA |  | VTA |  | VTA | VTA |  | VTA |  | VTA |  | VTA |  | VTA | VTA |  | VTA | F001 | PR01 | 14000 | NGL Extraction & Liquefaction Unit | IR1SB
Severe service cv | 140UCV -1501B | VTA | VTA | VTA |  | VTA |  | VTA |  | VTA | 063484C | VTA | VTA | VTA (Nm) | VTA (Nm) | VTA (Nm) | VTA (Nm) | VTA (Nm) | Close | VTA |  | VTA |  | VTA |  | VTA | VTA |  | VTA |  | VTA |  | VTA |  | VTA | VTA |  | VTA | F001 | PR01 | 14000 | NGL Extraction & Liquefaction Unit | IR1SB
Severe service cv | 140UCV -1501B | VTA | VTA | VTA |  | VTA |  | VTA |  | VTA | 063484C | VTA | VTA | VTA (Nm) | VTA (Nm) | VTA (Nm) | VTA (Nm) | VTA (Nm) | Close | VTA |  | VTA |  | VTA |  | VTA | VTA |  | VTA |  | VTA |  | VTA |  | VTA | VTA |  | VTA | F001 | PR01 | 14000 | NGL Extraction & Liquefaction Unit | IR1SB
Severe service cv | 140UCV -1501B | VTA | VTA | VTA |  | VTA |  | VTA |  | VTA | 063484C | VTA | VTA | VTA (Nm) | VTA (Nm) | VTA (Nm) | VTA (Nm) | VTA (Nm) | Close | VTA |  | VTA |  | VTA |  | VTA | VTA |  | VTA |  | VTA |  | VTA |  | VTA | VTA |  | VTA | F001 | PR01 | 14000 | NGL Extraction & Liquefaction Unit | IR1SB
Severe service cv | 140UCV -1501B | VTA | VTA | VTA |  | VTA |  | VTA |  | VTA | 063484C | VTA | VTA | VTA (Nm) | VTA (Nm) | VTA (Nm) | VTA (Nm) | VTA (Nm) | Close | VTA |  | VTA |  | VTA |  | VTA | VTA |  | VTA |  | VTA |  | VTA |  | VTA | VTA |  | VTA | F001 | PR01 | 14000 | NGL Extraction & Liquefaction Unit | IR1SB
Severe service cv | 140UCV -1501B | VTA | VTA | VTA |  | VTA |  | VTA |  | VTA | 063484C | VTA | VTA | VTA (Nm) | VTA (Nm) | VTA (Nm) | VTA (Nm) | VTA (Nm) | Close | VTA |  | VTA |  | VTA |  | VTA | VTA |  | VTA |  | VTA |  | VTA |  | VTA | VTA |  | VTA | F001 | PR01 | 14000 | NGL Extraction & Liquefaction Unit | IR1SB
Severe service cv | 140UCV -1501B | VTA | VTA | VTA |  | VTA |  | VTA |  | VTA | 063484C | VTA | VTA | VTA (Nm) | VTA (Nm) | VTA (Nm) | VTA (Nm) | VTA (Nm) | Close | VTA |  | VTA |  | VTA |  | VTA | VTA |  | VTA |  | VTA |  | VTA |  | VTA | VTA |  | VTA | F001 | PR01 | 14000 | NGL Extraction & Liquefaction Unit | IR1SB
Severe service cv | 140UCV -1501B | VTA | VTA | VTA |  | VTA |  | VTA |  | VTA | 063484C | VTA | VTA | VTA (Nm) | VTA (Nm) | VTA (Nm) | VTA (Nm) | VTA (Nm) | Close | VTA |  | VTA |  | VTA |  | VTA | VTA |  | VTA |  | VTA |  | VTA |  | VTA | VTA |  | VTA | F001 | PR01 | 14000 | NGL Extraction & Liquefaction Unit | IR1SB
Severe service cv | 140LCV -1001 | VTA | VTA | VTA |  | VTA |  | VTA |  | VTA | 063484C | VTA | VTA | VTA (Nm) | VTA (Nm) | VTA (Nm) | VTA (Nm) | VTA (Nm) | Close | VTA |  | VTA |  | VTA |  | VTA | VTA |  | VTA |  | VTA |  | VTA |  | VTA | VTA |  | VTA | F001 | PR01 | 14000 | NGL Extraction & Liquefaction Unit | IR1SB
Severe service cv | 140LCV -1001 | VTA | VTA | VTA |  | VTA |  | VTA |  | VTA | 063484C | VTA | VTA | VTA (Nm) | VTA (Nm) | VTA (Nm) | VTA (Nm) | VTA (Nm) | Close | VTA |  | VTA |  | VTA |  | VTA | VTA |  | VTA |  | VTA |  | VTA |  | VTA | VTA |  | VTA | F001 | PR01 | 14000 | NGL Extraction & Liquefaction Unit | IR1SB
Severe service cv | 140LCV -1001 | VTA | VTA | VTA |  | VTA |  | VTA |  | VTA | 063484C | VTA | VTA | VTA (Nm) | VTA (Nm) | VTA (Nm) | VTA (Nm) | VTA (Nm) | Close | VTA |  | VTA |  | VTA |  | VTA | VTA |  | VTA |  | VTA |  | VTA |  | VTA | VTA |  | VTA | F001 | PR01 | 14000 | NGL Extraction & Liquefaction Unit | IR1SB
Severe service cv | 140LCV -1001 | VTA | VTA | VTA |  | VTA |  | VTA |  | VTA | 063484C | VTA | VTA | VTA (Nm) | VTA (Nm) | VTA (Nm) | VTA (Nm) | VTA (Nm) | Close | VTA |  | VTA |  | VTA |  | VTA | VTA |  | VTA |  | VTA |  | VTA |  | VTA | VTA |  | VTA | F001 | PR01 | 14000 | NGL Extraction & Liquefaction Unit | IR1SB
Severe service cv | 140LCV -1001 | VTA | VTA | VTA |  | VTA |  | VTA |  | VTA | 063484C | VTA | VTA | VTA (Nm) | VTA (Nm) | VTA (Nm) | VTA (Nm) | VTA (Nm) | Close | VTA |  | VTA |  | VTA |  | VTA | VTA |  | VTA |  | VTA |  | VTA |  | VTA | VTA |  | VTA | F001 | PR01 | 14000 | NGL Extraction & Liquefaction Unit | IR1SB
Severe service cv | 140LCV -1001 | VTA | VTA | VTA |  | VTA |  | VTA |  | VTA | 063484C | VTA | VTA | VTA (Nm) | VTA (Nm) | VTA (Nm) | VTA (Nm) | VTA (Nm) | Close | VTA |  | VTA |  | VTA |  | VTA | VTA |  | VTA |  | VTA |  | VTA |  | VTA | VTA |  | VTA | F001 | PR01 | 14000 | NGL Extraction & Liquefaction Unit | IR1SB
Severe service cv | 140LCV -1001 | VTA | VTA | VTA |  | VTA |  | VTA |  | VTA | 063484C | VTA | VTA | VTA (Nm) | VTA (Nm) | VTA (Nm) | VTA (Nm) | VTA (Nm) | Close | VTA |  | VTA |  | VTA |  | VTA | VTA |  | VTA |  | VTA |  | VTA |  | VTA | VTA |  | VTA | F001 | PR01 | 14000 | NGL Extraction & Liquefaction Unit | IR1SB
Severe service cv | 140LCV -1001 | VTA | VTA | VTA |  | VTA |  | VTA |  | VTA | 063484C | VTA | VTA | VTA (Nm) | VTA (Nm) | VTA (Nm) | VTA (Nm) | VTA (Nm) | Close | VTA |  | VTA |  | VTA |  | VTA | VTA |  | VTA |  | VTA |  | VTA |  | VTA | VTA |  | VTA | F001 | PR01 | 14000 | NGL Extraction & Liquefaction Unit | IR1SB
Severe service cv | 140LCV -1001 | VTA | VTA | VTA |  | VTA |  | VTA |  | VTA | 063484C | VTA | VTA | VTA (Nm) | VTA (Nm) | VTA (Nm) | VTA (Nm) | VTA (Nm) | Close | VTA |  | VTA |  | VTA |  | VTA | VTA |  | VTA |  | VTA |  | VTA |  | VTA | VTA |  | VTA | F001 | PR01 | 14000 | NGL Extraction & Liquefaction Unit | IR1SB
Severe service cv | 140TCV -1001 | VTA | VTA | VTA |  | VTA |  | VTA |  | VTA | 063484C | VTA | VTA | VTA (Nm) | VTA (Nm) | VTA (Nm) | VTA (Nm) | VTA (Nm) | Close | VTA |  | VTA |  | VTA |  | VTA | VTA |  | VTA |  | VTA |  | VTA |  | VTA | VTA |  | VTA | F001 | PR01 | 14000 | NGL Extraction & Liquefaction Unit | IR1SB
Severe service cv | 140HCV -1105 | VTA | VTA | VTA |  | VTA |  | VTA |  | VTA | 093480W | VTA | VTA | VTA (Nm) | VTA (Nm) | VTA (Nm) | VTA (Nm) | VTA (Nm) | Close | VTA |  | VTA |  | VTA |  | VTA | VTA |  | VTA |  | VTA |  | VTA |  | VTA | VTA |  | VTA | F001 | PR01 | 14000 | NGL Extraction & Liquefaction Unit | IR1SB
Severe service cv | 140HCV -1105 | VTA | VTA | VTA |  | VTA |  | VTA |  | VTA | 093480W | VTA | VTA | VTA (Nm) | VTA (Nm) | VTA (Nm) | VTA (Nm) | VTA (Nm) | Close | VTA |  | VTA |  | VTA |  | VTA | VTA |  | VTA |  | VTA |  | VTA |  | VTA | VTA |  | VTA | F001 | PR01 | 14000 | NGL Extraction & Liquefaction Unit | IR1SB
Severe service cv | 140HCV -1105 | VTA | VTA | VTA |  | VTA |  | VTA |  | VTA | 093480W | VTA | VTA | VTA (Nm) | VTA (Nm) | VTA (Nm) | VTA (Nm) | VTA (Nm) | Close | VTA |  | VTA |  | VTA |  | VTA | VTA |  | VTA |  | VTA |  | VTA |  | VTA | VTA |  | VTA | F001 | PR01 | 14000 | NGL Extraction & Liquefaction Unit | IR1SB
Severe service cv | 140HCV -1105 | VTA | VTA | VTA |  | VTA |  | VTA |  | VTA | 093480W | VTA | VTA | VTA (Nm) | VTA (Nm) | VTA (Nm) | VTA (Nm) | VTA (Nm) | Close | VTA |  | VTA |  | VTA |  | VTA | VTA |  | VTA |  | VTA |  | VTA |  | VTA | VTA |  | VTA | F001 | PR01 | 14000 | NGL Extraction & Liquefaction Unit | IR1SB
Severe service cv | 140UZV -2814 | VTA | VTA | VTA |  | VTA |  | VTA |  | VTA | 033484C | VTA | VTA | VTA (Nm) | VTA (Nm) | VTA (Nm) | VTA (Nm) | VTA (Nm) | Open | VTA |  | VTA |  | VTA |  | VTA | VTA |  | VTA |  | VTA |  | VTA |  | VTA | VTA |  | VTA | F001 | PR01 | 14000 | NGL Extraction & Liquefaction Unit | -
Severe service cv | 150TCV -1072 | VTA | VTA | VTA |  | VTA |  | VTA |  | VTA | 063484C | VTA | VTA | VTA (Nm) | VTA (Nm) | VTA (Nm) | VTA (Nm) | VTA (Nm) | Close | VTA |  | VTA |  | VTA |  | VTA | VTA |  | VTA |  | VTA |  | VTA |  | VTA | VTA |  | VTA | F001 | PR01 | 15000 | Fractionation Unit | IR1SB
Severe service cv | 150TCV -1072 | VTA | VTA | VTA |  | VTA |  | VTA |  | VTA | 063484C | VTA | VTA | VTA (Nm) | VTA (Nm) | VTA (Nm) | VTA (Nm) | VTA (Nm) | Close | VTA |  | VTA |  | VTA |  | VTA | VTA |  | VTA |  | VTA |  | VTA |  | VTA | VTA |  | VTA | F001 | PR01 | 15000 | Fractionation Unit | IR1SB
Severe service cv | 150TCV -1072 | VTA | VTA | VTA |  | VTA |  | VTA |  | VTA | 063484C | VTA | VTA | VTA (Nm) | VTA (Nm) | VTA (Nm) | VTA (Nm) | VTA (Nm) | Close | VTA |  | VTA |  | VTA |  | VTA | VTA |  | VTA |  | VTA |  | VTA |  | VTA | VTA |  | VTA | F001 | PR01 | 15000 | Fractionation Unit | IR1SB
Severe service cv | 150TCV -1072 | VTA | VTA | VTA |  | VTA |  | VTA |  | VTA | 063484C | VTA | VTA | VTA (Nm) | VTA (Nm) | VTA (Nm) | VTA (Nm) | VTA (Nm) | Close | VTA |  | VTA |  | VTA |  | VTA | VTA |  | VTA |  | VTA |  | VTA |  | VTA | VTA |  | VTA | F001 | PR01 | 15000 | Fractionation Unit | IR1SB
Severe service cv | 150TCV -1046 | VTA | VTA | VTA |  | VTA |  | VTA |  | VTA | 063484C | VTA | VTA | VTA (Nm) | VTA (Nm) | VTA (Nm) | VTA (Nm) | VTA (Nm) | Close | VTA |  | VTA |  | VTA |  | VTA | VTA |  | VTA |  | VTA |  | VTA |  | VTA | VTA |  | VTA | F001 | PR01 | 15000 | Fractionation Unit | IR1SB
Severe service cv | 150TCV -1046 | VTA | VTA | VTA |  | VTA |  | VTA |  | VTA | 063484C | VTA | VTA | VTA (Nm) | VTA (Nm) | VTA (Nm) | VTA (Nm) | VTA (Nm) | Close | VTA |  | VTA |  | VTA |  | VTA | VTA |  | VTA |  | VTA |  | VTA |  | VTA | VTA |  | VTA | F001 | PR01 | 15000 | Fractionation Unit | IR1SB
Severe service cv | 150TCV -1046 | VTA | VTA | VTA |  | VTA |  | VTA |  | VTA | 063484C | VTA | VTA | VTA (Nm) | VTA (Nm) | VTA (Nm) | VTA (Nm) | VTA (Nm) | Close | VTA |  | VTA |  | VTA |  | VTA | VTA |  | VTA |  | VTA |  | VTA |  | VTA | VTA |  | VTA | F001 | PR01 | 15000 | Fractionation Unit | IR1SB
Severe service cv | 150TCV -1046 | VTA | VTA | VTA |  | VTA |  | VTA |  | VTA | 063484C | VTA | VTA | VTA (Nm) | VTA (Nm) | VTA (Nm) | VTA (Nm) | VTA (Nm) | Close | VTA |  | VTA |  | VTA |  | VTA | VTA |  | VTA |  | VTA |  | VTA |  | VTA | VTA |  | VTA | F001 | PR01 | 15000 | Fractionation Unit | IR1SB
Control Valve | 150PDCV -1060 | VTA | VTA | VTA |  | VTA |  | VTA |  | VTA | 011472W | VTA | VTA | VTA (Nm) | VTA (Nm) | VTA (Nm) | VTA (Nm) | VTA (Nm) | Close | VTA |  | VTA |  | VTA |  | VTA | VTA |  | VTA |  | VTA |  | VTA |  | VTA | VTA |  | VTA | F001 | PR01 | 15000 | Fractionation Unit | IR1SB
Control Valve | 150PDCV -1060 | VTA | VTA | VTA |  | VTA |  | VTA |  | VTA | 011472W | VTA | VTA | VTA (Nm) | VTA (Nm) | VTA (Nm) | VTA (Nm) | VTA (Nm) | Close | VTA |  | VTA |  | VTA |  | VTA | VTA |  | VTA |  | VTA |  | VTA |  | VTA | VTA |  | VTA | F001 | PR01 | 15000 | Fractionation Unit | IR1SB
Control Valve | 150PDCV -1060 | VTA | VTA | VTA |  | VTA |  | VTA |  | VTA | 011472W | VTA | VTA | VTA (Nm) | VTA (Nm) | VTA (Nm) | VTA (Nm) | VTA (Nm) | Close | VTA |  | VTA |  | VTA |  | VTA | VTA |  | VTA |  | VTA |  | VTA |  | VTA | VTA |  | VTA | F001 | PR01 | 15000 | Fractionation Unit | IR1SB
Control Valve | 150PDCV -1060 | VTA | VTA | VTA |  | VTA |  | VTA |  | VTA | 011472W | VTA | VTA | VTA (Nm) | VTA (Nm) | VTA (Nm) | VTA (Nm) | VTA (Nm) | Close | VTA |  | VTA |  | VTA |  | VTA | VTA |  | VTA |  | VTA |  | VTA |  | VTA | VTA |  | VTA | F001 | PR01 | 15000 | Fractionation Unit | IR1SB
Control Valve | 150PDCV -1036 | VTA | VTA | VTA |  | VTA |  | VTA |  | VTA | 011472W | VTA | VTA | VTA (Nm) | VTA (Nm) | VTA (Nm) | VTA (Nm) | VTA (Nm) | Close | VTA |  | VTA |  | VTA |  | VTA | VTA |  | VTA |  | VTA |  | VTA |  | VTA | VTA |  | VTA | F001 | PR01 | 15000 | Fractionation Unit | IR1SB
Control Valve | 150PDCV -1036 | VTA | VTA | VTA |  | VTA |  | VTA |  | VTA | 011472W | VTA | VTA | VTA (Nm) | VTA (Nm) | VTA (Nm) | VTA (Nm) | VTA (Nm) | Close | VTA |  | VTA |  | VTA |  | VTA | VTA |  | VTA |  | VTA |  | VTA |  | VTA | VTA |  | VTA | F001 | PR01 | 15000 | Fractionation Unit | IR1SB
Control Valve | 150PDCV -1036 | VTA | VTA | VTA |  | VTA |  | VTA |  | VTA | 011472W | VTA | VTA | VTA (Nm) | VTA (Nm) | VTA (Nm) | VTA (Nm) | VTA (Nm) | Close | VTA |  | VTA |  | VTA |  | VTA | VTA |  | VTA |  | VTA |  | VTA |  | VTA | VTA |  | VTA | F001 | PR01 | 15000 | Fractionation Unit | IR1SB
Control Valve | 150PDCV -1036 | VTA | VTA | VTA |  | VTA |  | VTA |  | VTA | 011472W | VTA | VTA | VTA (Nm) | VTA (Nm) | VTA (Nm) | VTA (Nm) | VTA (Nm) | Close | VTA |  | VTA |  | VTA |  | VTA | VTA |  | VTA |  | VTA |  | VTA |  | VTA | VTA |  | VTA | F001 | PR01 | 15000 | Fractionation Unit | IR1SB
Control Valve | 150PCV -1062 | VTA | VTA | VTA |  | VTA |  | VTA |  | VTA | 011472W | VTA | VTA | VTA (Nm) | VTA (Nm) | VTA (Nm) | VTA (Nm) | VTA (Nm) | Open | VTA |  | VTA |  | VTA |  | VTA | VTA |  | VTA |  | VTA |  | VTA |  | VTA | VTA |  | VTA | F001 | PR01 | 15000 | Fractionation Unit | IR1SB
Control Valve | 150PCV -1062 | VTA | VTA | VTA |  | VTA |  | VTA |  | VTA | 011472W | VTA | VTA | VTA (Nm) | VTA (Nm) | VTA (Nm) | VTA (Nm) | VTA (Nm) | Open | VTA |  | VTA |  | VTA |  | VTA | VTA |  | VTA |  | VTA |  | VTA |  | VTA | VTA |  | VTA | F001 | PR01 | 15000 | Fractionation Unit | IR1SB
Control Valve | 150PCV -1062 | VTA | VTA | VTA |  | VTA |  | VTA |  | VTA | 011472W | VTA | VTA | VTA (Nm) | VTA (Nm) | VTA (Nm) | VTA (Nm) | VTA (Nm) | Open | VTA |  | VTA |  | VTA |  | VTA | VTA |  | VTA |  | VTA |  | VTA |  | VTA | VTA |  | VTA | F001 | PR01 | 15000 | Fractionation Unit | IR1SB
Control Valve | 150PCV -1062 | VTA | VTA | VTA |  | VTA |  | VTA |  | VTA | 011472W | VTA | VTA | VTA (Nm) | VTA (Nm) | VTA (Nm) | VTA (Nm) | VTA (Nm) | Open | VTA |  | VTA |  | VTA |  | VTA | VTA |  | VTA |  | VTA |  | VTA |  | VTA | VTA |  | VTA | F001 | PR01 | 15000 | Fractionation Unit | IR1SB
Control Valve | 150PCV -1061 | VTA | VTA | VTA |  | VTA |  | VTA |  | VTA | 011472W | VTA | VTA | VTA (Nm) | VTA (Nm) | VTA (Nm) | VTA (Nm) | VTA (Nm) | Close | VTA |  | VTA |  | VTA |  | VTA | VTA |  | VTA |  | VTA |  | VTA |  | VTA | VTA |  | VTA | F001 | PR01 | 15000 | Fractionation Unit | IR1SB
Control Valve | 150PCV -1037 | VTA | VTA | VTA |  | VTA |  | VTA |  | VTA | 011472W | VTA | VTA | VTA (Nm) | VTA (Nm) | VTA (Nm) | VTA (Nm) | VTA (Nm) | Close | VTA |  | VTA |  | VTA |  | VTA | VTA |  | VTA |  | VTA |  | VTA |  | VTA | VTA |  | VTA | F001 | PR01 | 15000 | Fractionation Unit | IR1SB
Control Valve | 150PCV -1035 | VTA | VTA | VTA |  | VTA |  | VTA |  | VTA | 011472W | VTA | VTA | VTA (Nm) | VTA (Nm) | VTA (Nm) | VTA (Nm) | VTA (Nm) | Open | VTA |  | VTA |  | VTA |  | VTA | VTA |  | VTA |  | VTA |  | VTA |  | VTA | VTA |  | VTA | F001 | PR01 | 15000 | Fractionation Unit | IR1SB
Control Valve | 150PCV -1035 | VTA | VTA | VTA |  | VTA |  | VTA |  | VTA | 011472W | VTA | VTA | VTA (Nm) | VTA (Nm) | VTA (Nm) | VTA (Nm) | VTA (Nm) | Open | VTA |  | VTA |  | VTA |  | VTA | VTA |  | VTA |  | VTA |  | VTA |  | VTA | VTA |  | VTA | F001 | PR01 | 15000 | Fractionation Unit | IR1SB
Control Valve | 150PCV -1035 | VTA | VTA | VTA |  | VTA |  | VTA |  | VTA | 011472W | VTA | VTA | VTA (Nm) | VTA (Nm) | VTA (Nm) | VTA (Nm) | VTA (Nm) | Open | VTA |  | VTA |  | VTA |  | VTA | VTA |  | VTA |  | VTA |  | VTA |  | VTA | VTA |  | VTA | F001 | PR01 | 15000 | Fractionation Unit | IR1SB
Control Valve | 150PCV -1035 | VTA | VTA | VTA |  | VTA |  | VTA |  | VTA | 011472W | VTA | VTA | VTA (Nm) | VTA (Nm) | VTA (Nm) | VTA (Nm) | VTA (Nm) | Open | VTA |  | VTA |  | VTA |  | VTA | VTA |  | VTA |  | VTA |  | VTA |  | VTA | VTA |  | VTA | F001 | PR01 | 15000 | Fractionation Unit | IR1SB
Severe service cv | 150PCV -1018 | VTA | VTA | VTA |  | VTA |  | VTA |  | VTA | 033480W | VTA | VTA | VTA (Nm) | VTA (Nm) | VTA (Nm) | VTA (Nm) | VTA (Nm) | Close | VTA |  | VTA |  | VTA |  | VTA | VTA |  | VTA |  | VTA |  | VTA |  | VTA | VTA |  | VTA | F001 | PR01 | 15000 | Fractionation Unit | IR1SB
Severe service cv | 150LCV -1075 | VTA | VTA | VTA |  | VTA |  | VTA |  | VTA | 091472W | VTA | VTA | VTA (Nm) | VTA (Nm) | VTA (Nm) | VTA (Nm) | VTA (Nm) | Close | VTA |  | VTA |  | VTA |  | VTA | VTA |  | VTA |  | VTA |  | VTA |  | VTA | VTA |  | VTA | F001 | PR01 | 15000 | Fractionation Unit | IR1SB
Control Valve | 150LCV -1067 | VTA | VTA | VTA |  | VTA |  | VTA |  | VTA | 011472S | VTA | VTA | VTA (Nm) | VTA (Nm) | VTA (Nm) | VTA (Nm) | VTA (Nm) | Close | VTA |  | VTA |  | VTA |  | VTA | VTA |  | VTA |  | VTA |  | VTA |  | VTA | VTA |  | VTA | F001 | PR01 | 15000 | Fractionation Unit | IR1SB
Control Valve | 150LCV -1055 | VTA | VTA | VTA |  | VTA |  | VTA |  | VTA | 011473W | VTA | VTA | VTA (Nm) | VTA (Nm) | VTA (Nm) | VTA (Nm) | VTA (Nm) | Close | VTA |  | VTA |  | VTA |  | VTA | VTA |  | VTA |  | VTA |  | VTA |  | VTA | VTA |  | VTA | F001 | PR01 | 15000 | Fractionation Unit | IR1SB
Control Valve | 150LCV -1055 | VTA | VTA | VTA |  | VTA |  | VTA |  | VTA | 011473W | VTA | VTA | VTA (Nm) | VTA (Nm) | VTA (Nm) | VTA (Nm) | VTA (Nm) | Close | VTA |  | VTA |  | VTA |  | VTA | VTA |  | VTA |  | VTA |  | VTA |  | VTA | VTA |  | VTA | F001 | PR01 | 15000 | Fractionation Unit | IR1SB
Control Valve | 150LCV -1055 | VTA | VTA | VTA |  | VTA |  | VTA |  | VTA | 011473W | VTA | VTA | VTA (Nm) | VTA (Nm) | VTA (Nm) | VTA (Nm) | VTA (Nm) | Close | VTA |  | VTA |  | VTA |  | VTA | VTA |  | VTA |  | VTA |  | VTA |  | VTA | VTA |  | VTA | F001 | PR01 | 15000 | Fractionation Unit | IR1SB
Control Valve | 150LCV -1055 | VTA | VTA | VTA |  | VTA |  | VTA |  | VTA | 011473W | VTA | VTA | VTA (Nm) | VTA (Nm) | VTA (Nm) | VTA (Nm) | VTA (Nm) | Close | VTA |  | VTA |  | VTA |  | VTA | VTA |  | VTA |  | VTA |  | VTA |  | VTA | VTA |  | VTA | F001 | PR01 | 15000 | Fractionation Unit | IR1SB
Control Valve | 150LCV -1051 | VTA | VTA | VTA |  | VTA |  | VTA |  | VTA | 011472S | VTA | VTA | VTA (Nm) | VTA (Nm) | VTA (Nm) | VTA (Nm) | VTA (Nm) | Close | VTA |  | VTA |  | VTA |  | VTA | VTA |  | VTA |  | VTA |  | VTA |  | VTA | VTA |  | VTA | F001 | PR01 | 15000 | Fractionation Unit | IR1SB
Control Valve | 150LCV -1030 | VTA | VTA | VTA |  | VTA |  | VTA |  | VTA | 011472W | VTA | VTA | VTA (Nm) | VTA (Nm) | VTA (Nm) | VTA (Nm) | VTA (Nm) | Close | VTA |  | VTA |  | VTA |  | VTA | VTA |  | VTA |  | VTA |  | VTA |  | VTA | VTA |  | VTA | F001 | PR01 | 15000 | Fractionation Unit | IR1SB
Control Valve | 150LCV -1030 | VTA | VTA | VTA |  | VTA |  | VTA |  | VTA | 011472W | VTA | VTA | VTA (Nm) | VTA (Nm) | VTA (Nm) | VTA (Nm) | VTA (Nm) | Close | VTA |  | VTA |  | VTA |  | VTA | VTA |  | VTA |  | VTA |  | VTA |  | VTA | VTA |  | VTA | F001 | PR01 | 15000 | Fractionation Unit | IR1SB
Control Valve | 150LCV -1030 | VTA | VTA | VTA |  | VTA |  | VTA |  | VTA | 011472W | VTA | VTA | VTA (Nm) | VTA (Nm) | VTA (Nm) | VTA (Nm) | VTA (Nm) | Close | VTA |  | VTA |  | VTA |  | VTA | VTA |  | VTA |  | VTA |  | VTA |  | VTA | VTA |  | VTA | F001 | PR01 | 15000 | Fractionation Unit | IR1SB
Control Valve | 150LCV -1030 | VTA | VTA | VTA |  | VTA |  | VTA |  | VTA | 011472W | VTA | VTA | VTA (Nm) | VTA (Nm) | VTA (Nm) | VTA (Nm) | VTA (Nm) | Close | VTA |  | VTA |  | VTA |  | VTA | VTA |  | VTA |  | VTA |  | VTA |  | VTA | VTA |  | VTA | F001 | PR01 | 15000 | Fractionation Unit | IR1SB
Control Valve | 150LCV -1026 | VTA | VTA | VTA |  | VTA |  | VTA |  | VTA | 011472S | VTA | VTA | VTA (Nm) | VTA (Nm) | VTA (Nm) | VTA (Nm) | VTA (Nm) | Close | VTA |  | VTA |  | VTA |  | VTA | VTA |  | VTA |  | VTA |  | VTA |  | VTA | VTA |  | VTA | F001 | PR01 | 15000 | Fractionation Unit | IR1SB
Control Valve | 150LCV -1008 | VTA | VTA | VTA |  | VTA |  | VTA |  | VTA | 033480W | VTA | VTA | VTA (Nm) | VTA (Nm) | VTA (Nm) | VTA (Nm) | VTA (Nm) | Close | VTA |  | VTA |  | VTA |  | VTA | VTA |  | VTA |  | VTA |  | VTA |  | VTA | VTA |  | VTA | F001 | PR01 | 15000 | Fractionation Unit | IR1SB
Control Valve | 150LCV -1008 | VTA | VTA | VTA |  | VTA |  | VTA |  | VTA | 033480W | VTA | VTA | VTA (Nm) | VTA (Nm) | VTA (Nm) | VTA (Nm) | VTA (Nm) | Close | VTA |  | VTA |  | VTA |  | VTA | VTA |  | VTA |  | VTA |  | VTA |  | VTA | VTA |  | VTA | F001 | PR01 | 15000 | Fractionation Unit | IR1SB
Control Valve | 150LCV -1008 | VTA | VTA | VTA |  | VTA |  | VTA |  | VTA | 033480W | VTA | VTA | VTA (Nm) | VTA (Nm) | VTA (Nm) | VTA (Nm) | VTA (Nm) | Close | VTA |  | VTA |  | VTA |  | VTA | VTA |  | VTA |  | VTA |  | VTA |  | VTA | VTA |  | VTA | F001 | PR01 | 15000 | Fractionation Unit | IR1SB
Control Valve | 150LCV -1008 | VTA | VTA | VTA |  | VTA |  | VTA |  | VTA | 033480W | VTA | VTA | VTA (Nm) | VTA (Nm) | VTA (Nm) | VTA (Nm) | VTA (Nm) | Close | VTA |  | VTA |  | VTA |  | VTA | VTA |  | VTA |  | VTA |  | VTA |  | VTA | VTA |  | VTA | F001 | PR01 | 15000 | Fractionation Unit | IR1SB
Control Valve | 150LCV -1006 | VTA | VTA | VTA |  | VTA |  | VTA |  | VTA | 011472S | VTA | VTA | VTA (Nm) | VTA (Nm) | VTA (Nm) | VTA (Nm) | VTA (Nm) | Close | VTA |  | VTA |  | VTA |  | VTA | VTA |  | VTA |  | VTA |  | VTA |  | VTA | VTA |  | VTA | F001 | PR01 | 15000 | Fractionation Unit | IR1SB
Control Valve | 150FCV -1081 | VTA | VTA | VTA |  | VTA |  | VTA |  | VTA | 033484C | VTA | VTA | VTA (Nm) | VTA (Nm) | VTA (Nm) | VTA (Nm) | VTA (Nm) | Close | VTA |  | VTA |  | VTA |  | VTA | VTA |  | VTA |  | VTA |  | VTA |  | VTA | VTA |  | VTA | F001 | PR01 | 15000 | Fractionation Unit | IR1SB
Control Valve | 150FCV -1081 | VTA | VTA | VTA |  | VTA |  | VTA |  | VTA | 033484C | VTA | VTA | VTA (Nm) | VTA (Nm) | VTA (Nm) | VTA (Nm) | VTA (Nm) | Close | VTA |  | VTA |  | VTA |  | VTA | VTA |  | VTA |  | VTA |  | VTA |  | VTA | VTA |  | VTA | F001 | PR01 | 15000 | Fractionation Unit | IR1SB
Control Valve | 150FCV -1081 | VTA | VTA | VTA |  | VTA |  | VTA |  | VTA | 033484C | VTA | VTA | VTA (Nm) | VTA (Nm) | VTA (Nm) | VTA (Nm) | VTA (Nm) | Close | VTA |  | VTA |  | VTA |  | VTA | VTA |  | VTA |  | VTA |  | VTA |  | VTA | VTA |  | VTA | F001 | PR01 | 15000 | Fractionation Unit | IR1SB
Control Valve | 150FCV -1081 | VTA | VTA | VTA |  | VTA |  | VTA |  | VTA | 033484C | VTA | VTA | VTA (Nm) | VTA (Nm) | VTA (Nm) | VTA (Nm) | VTA (Nm) | Close | VTA |  | VTA |  | VTA |  | VTA | VTA |  | VTA |  | VTA |  | VTA |  | VTA | VTA |  | VTA | F001 | PR01 | 15000 | Fractionation Unit | IR1SB
Control Valve | 150FCV -1080 | VTA | VTA | VTA |  | VTA |  | VTA |  | VTA | 011472S | VTA | VTA | VTA (Nm) | VTA (Nm) | VTA (Nm) | VTA (Nm) | VTA (Nm) | Close | VTA |  | VTA |  | VTA |  | VTA | VTA |  | VTA |  | VTA |  | VTA |  | VTA | VTA |  | VTA | F001 | PR01 | 15000 | Fractionation Unit | IR1SB
Control Valve | 150FCV -1073 | VTA | VTA | VTA |  | VTA |  | VTA |  | VTA | 031472W | VTA | VTA | VTA (Nm) | VTA (Nm) | VTA (Nm) | VTA (Nm) | VTA (Nm) | Close | VTA |  | VTA |  | VTA |  | VTA | VTA |  | VTA |  | VTA |  | VTA |  | VTA | VTA |  | VTA | F001 | PR01 | 15000 | Fractionation Unit | IR1SB
Control Valve | 150FCV -1073 | VTA | VTA | VTA |  | VTA |  | VTA |  | VTA | 031472W | VTA | VTA | VTA (Nm) | VTA (Nm) | VTA (Nm) | VTA (Nm) | VTA (Nm) | Close | VTA |  | VTA |  | VTA |  | VTA | VTA |  | VTA |  | VTA |  | VTA |  | VTA | VTA |  | VTA | F001 | PR01 | 15000 | Fractionation Unit | IR1SB
Control Valve | 150FCV -1073 | VTA | VTA | VTA |  | VTA |  | VTA |  | VTA | 031472W | VTA | VTA | VTA (Nm) | VTA (Nm) | VTA (Nm) | VTA (Nm) | VTA (Nm) | Close | VTA |  | VTA |  | VTA |  | VTA | VTA |  | VTA |  | VTA |  | VTA |  | VTA | VTA |  | VTA | F001 | PR01 | 15000 | Fractionation Unit | IR1SB
Control Valve | 150FCV -1073 | VTA | VTA | VTA |  | VTA |  | VTA |  | VTA | 031472W | VTA | VTA | VTA (Nm) | VTA (Nm) | VTA (Nm) | VTA (Nm) | VTA (Nm) | Close | VTA |  | VTA |  | VTA |  | VTA | VTA |  | VTA |  | VTA |  | VTA |  | VTA | VTA |  | VTA | F001 | PR01 | 15000 | Fractionation Unit | IR1SB
Control Valve | 150FCV -1073 | VTA | VTA | VTA |  | VTA |  | VTA |  | VTA | 031472W | VTA | VTA | VTA (Nm) | VTA (Nm) | VTA (Nm) | VTA (Nm) | VTA (Nm) | Close | VTA |  | VTA |  | VTA |  | VTA | VTA |  | VTA |  | VTA |  | VTA |  | VTA | VTA |  | VTA | F001 | PR01 | 15000 | Fractionation Unit | IR1SB
Control Valve | 150FCV -1073 | VTA | VTA | VTA |  | VTA |  | VTA |  | VTA | 031472W | VTA | VTA | VTA (Nm) | VTA (Nm) | VTA (Nm) | VTA (Nm) | VTA (Nm) | Close | VTA |  | VTA |  | VTA |  | VTA | VTA |  | VTA |  | VTA |  | VTA |  | VTA | VTA |  | VTA | F001 | PR01 | 15000 | Fractionation Unit | IR1SB
Control Valve | 150FCV -1073 | VTA | VTA | VTA |  | VTA |  | VTA |  | VTA | 031472W | VTA | VTA | VTA (Nm) | VTA (Nm) | VTA (Nm) | VTA (Nm) | VTA (Nm) | Close | VTA |  | VTA |  | VTA |  | VTA | VTA |  | VTA |  | VTA |  | VTA |  | VTA | VTA |  | VTA | F001 | PR01 | 15000 | Fractionation Unit | IR1SB
Control Valve | 150FCV -1073 | VTA | VTA | VTA |  | VTA |  | VTA |  | VTA | 031472W | VTA | VTA | VTA (Nm) | VTA (Nm) | VTA (Nm) | VTA (Nm) | VTA (Nm) | Close | VTA |  | VTA |  | VTA |  | VTA | VTA |  | VTA |  | VTA |  | VTA |  | VTA | VTA |  | VTA | F001 | PR01 | 15000 | Fractionation Unit | IR1SB
Control Valve | 150FCV -1073 | VTA | VTA | VTA |  | VTA |  | VTA |  | VTA | 031472W | VTA | VTA | VTA (Nm) | VTA (Nm) | VTA (Nm) | VTA (Nm) | VTA (Nm) | Close | VTA |  | VTA |  | VTA |  | VTA | VTA |  | VTA |  | VTA |  | VTA |  | VTA | VTA |  | VTA | F001 | PR01 | 15000 | Fractionation Unit | IR1SB
Severe service cv | 150FCV -1071 | VTA | VTA | VTA |  | VTA |  | VTA |  | VTA | 091472W | VTA | VTA | VTA (Nm) | VTA (Nm) | VTA (Nm) | VTA (Nm) | VTA (Nm) | Open | VTA |  | VTA |  | VTA |  | VTA | VTA |  | VTA |  | VTA |  | VTA |  | VTA | VTA |  | VTA | F001 | PR01 | 15000 | Fractionation Unit | IR1SB
Control Valve | 150FCV -1059 | VTA | VTA | VTA |  | VTA |  | VTA |  | VTA | 031472W | VTA | VTA | VTA (Nm) | VTA (Nm) | VTA (Nm) | VTA (Nm) | VTA (Nm) | Open | VTA |  | VTA |  | VTA |  | VTA | VTA |  | VTA |  | VTA |  | VTA |  | VTA | VTA |  | VTA | F001 | PR01 | 15000 | Fractionation Unit | IR1SB
Control Valve | 150FCV -1054 | VTA | VTA | VTA |  | VTA |  | VTA |  | VTA | 031472W | VTA | VTA | VTA (Nm) | VTA (Nm) | VTA (Nm) | VTA (Nm) | VTA (Nm) | Open | VTA |  | VTA |  | VTA |  | VTA | VTA |  | VTA |  | VTA |  | VTA |  | VTA | VTA |  | VTA | F001 | PR01 | 15000 | Fractionation Unit | IR1SB
Control Valve | 150FCV -1054 | VTA | VTA | VTA |  | VTA |  | VTA |  | VTA | 031472W | VTA | VTA | VTA (Nm) | VTA (Nm) | VTA (Nm) | VTA (Nm) | VTA (Nm) | Open | VTA |  | VTA |  | VTA |  | VTA | VTA |  | VTA |  | VTA |  | VTA |  | VTA | VTA |  | VTA | F001 | PR01 | 15000 | Fractionation Unit | IR1SB
Control Valve | 150FCV -1054 | VTA | VTA | VTA |  | VTA |  | VTA |  | VTA | 031472W | VTA | VTA | VTA (Nm) | VTA (Nm) | VTA (Nm) | VTA (Nm) | VTA (Nm) | Open | VTA |  | VTA |  | VTA |  | VTA | VTA |  | VTA |  | VTA |  | VTA |  | VTA | VTA |  | VTA | F001 | PR01 | 15000 | Fractionation Unit | IR1SB
Control Valve | 150FCV -1054 | VTA | VTA | VTA |  | VTA |  | VTA |  | VTA | 031472W | VTA | VTA | VTA (Nm) | VTA (Nm) | VTA (Nm) | VTA (Nm) | VTA (Nm) | Open | VTA |  | VTA |  | VTA |  | VTA | VTA |  | VTA |  | VTA |  | VTA |  | VTA | VTA |  | VTA | F001 | PR01 | 15000 | Fractionation Unit | IR1SB
Control Valve | 150FCV -1053 | VTA | VTA | VTA |  | VTA |  | VTA |  | VTA | 011472S | VTA | VTA | VTA (Nm) | VTA (Nm) | VTA (Nm) | VTA (Nm) | VTA (Nm) | Close | VTA |  | VTA |  | VTA |  | VTA | VTA |  | VTA |  | VTA |  | VTA |  | VTA | VTA |  | VTA | F001 | PR01 | 15000 | Fractionation Unit | IR1SB
Control Valve | 150FCV -1048 | VTA | VTA | VTA |  | VTA |  | VTA |  | VTA | 031472W | VTA | VTA | VTA (Nm) | VTA (Nm) | VTA (Nm) | VTA (Nm) | VTA (Nm) | Close | VTA |  | VTA |  | VTA |  | VTA | VTA |  | VTA |  | VTA |  | VTA |  | VTA | VTA |  | VTA | F001 | PR01 | 15000 | Fractionation Unit | IR1SB
Control Valve | 150FCV -1048 | VTA | VTA | VTA |  | VTA |  | VTA |  | VTA | 031472W | VTA | VTA | VTA (Nm) | VTA (Nm) | VTA (Nm) | VTA (Nm) | VTA (Nm) | Close | VTA |  | VTA |  | VTA |  | VTA | VTA |  | VTA |  | VTA |  | VTA |  | VTA | VTA |  | VTA | F001 | PR01 | 15000 | Fractionation Unit | IR1SB
Control Valve | 150FCV -1048 | VTA | VTA | VTA |  | VTA |  | VTA |  | VTA | 031472W | VTA | VTA | VTA (Nm) | VTA (Nm) | VTA (Nm) | VTA (Nm) | VTA (Nm) | Close | VTA |  | VTA |  | VTA |  | VTA | VTA |  | VTA |  | VTA |  | VTA |  | VTA | VTA |  | VTA | F001 | PR01 | 15000 | Fractionation Unit | IR1SB
Control Valve | 150FCV -1048 | VTA | VTA | VTA |  | VTA |  | VTA |  | VTA | 031472W | VTA | VTA | VTA (Nm) | VTA (Nm) | VTA (Nm) | VTA (Nm) | VTA (Nm) | Close | VTA |  | VTA |  | VTA |  | VTA | VTA |  | VTA |  | VTA |  | VTA |  | VTA | VTA |  | VTA | F001 | PR01 | 15000 | Fractionation Unit | IR1SB
Control Valve | 150FCV -1048 | VTA | VTA | VTA |  | VTA |  | VTA |  | VTA | 031472W | VTA | VTA | VTA (Nm) | VTA (Nm) | VTA (Nm) | VTA (Nm) | VTA (Nm) | Close | VTA |  | VTA |  | VTA |  | VTA | VTA |  | VTA |  | VTA |  | VTA |  | VTA | VTA |  | VTA | F001 | PR01 | 15000 | Fractionation Unit | IR1SB
Control Valve | 150FCV -1048 | VTA | VTA | VTA |  | VTA |  | VTA |  | VTA | 031472W | VTA | VTA | VTA (Nm) | VTA (Nm) | VTA (Nm) | VTA (Nm) | VTA (Nm) | Close | VTA |  | VTA |  | VTA |  | VTA | VTA |  | VTA |  | VTA |  | VTA |  | VTA | VTA |  | VTA | F001 | PR01 | 15000 | Fractionation Unit | IR1SB
Control Valve | 150FCV -1048 | VTA | VTA | VTA |  | VTA |  | VTA |  | VTA | 031472W | VTA | VTA | VTA (Nm) | VTA (Nm) | VTA (Nm) | VTA (Nm) | VTA (Nm) | Close | VTA |  | VTA |  | VTA |  | VTA | VTA |  | VTA |  | VTA |  | VTA |  | VTA | VTA |  | VTA | F001 | PR01 | 15000 | Fractionation Unit | IR1SB
Control Valve | 150FCV -1048 | VTA | VTA | VTA |  | VTA |  | VTA |  | VTA | 031472W | VTA | VTA | VTA (Nm) | VTA (Nm) | VTA (Nm) | VTA (Nm) | VTA (Nm) | Close | VTA |  | VTA |  | VTA |  | VTA | VTA |  | VTA |  | VTA |  | VTA |  | VTA | VTA |  | VTA | F001 | PR01 | 15000 | Fractionation Unit | IR1SB
Control Valve | 150FCV -1048 | VTA | VTA | VTA |  | VTA |  | VTA |  | VTA | 031472W | VTA | VTA | VTA (Nm) | VTA (Nm) | VTA (Nm) | VTA (Nm) | VTA (Nm) | Close | VTA |  | VTA |  | VTA |  | VTA | VTA |  | VTA |  | VTA |  | VTA |  | VTA | VTA |  | VTA | F001 | PR01 | 15000 | Fractionation Unit | IR1SB
Control Valve | 150FCV -1038 | VTA | VTA | VTA |  | VTA |  | VTA |  | VTA | 031472W | VTA | VTA | VTA (Nm) | VTA (Nm) | VTA (Nm) | VTA (Nm) | VTA (Nm) | Open | VTA |  | VTA |  | VTA |  | VTA | VTA |  | VTA |  | VTA |  | VTA |  | VTA | VTA |  | VTA | F001 | PR01 | 15000 | Fractionation Unit | IR1SB
Control Valve | 150FCV -1029 | VTA | VTA | VTA |  | VTA |  | VTA |  | VTA | 031472W | VTA | VTA | VTA (Nm) | VTA (Nm) | VTA (Nm) | VTA (Nm) | VTA (Nm) | Open | VTA |  | VTA |  | VTA |  | VTA | VTA |  | VTA |  | VTA |  | VTA |  | VTA | VTA |  | VTA | F001 | PR01 | 15000 | Fractionation Unit | IR1SB
Control Valve | 150FCV -1029 | VTA | VTA | VTA |  | VTA |  | VTA |  | VTA | 031472W | VTA | VTA | VTA (Nm) | VTA (Nm) | VTA (Nm) | VTA (Nm) | VTA (Nm) | Open | VTA |  | VTA |  | VTA |  | VTA | VTA |  | VTA |  | VTA |  | VTA |  | VTA | VTA |  | VTA | F001 | PR01 | 15000 | Fractionation Unit | IR1SB
Control Valve | 150FCV -1029 | VTA | VTA | VTA |  | VTA |  | VTA |  | VTA | 031472W | VTA | VTA | VTA (Nm) | VTA (Nm) | VTA (Nm) | VTA (Nm) | VTA (Nm) | Open | VTA |  | VTA |  | VTA |  | VTA | VTA |  | VTA |  | VTA |  | VTA |  | VTA | VTA |  | VTA | F001 | PR01 | 15000 | Fractionation Unit | IR1SB
Control Valve | 150FCV -1029 | VTA | VTA | VTA |  | VTA |  | VTA |  | VTA | 031472W | VTA | VTA | VTA (Nm) | VTA (Nm) | VTA (Nm) | VTA (Nm) | VTA (Nm) | Open | VTA |  | VTA |  | VTA |  | VTA | VTA |  | VTA |  | VTA |  | VTA |  | VTA | VTA |  | VTA | F001 | PR01 | 15000 | Fractionation Unit | IR1SB
Control Valve | 150FCV -1028 | VTA | VTA | VTA |  | VTA |  | VTA |  | VTA | 011472S | VTA | VTA | VTA (Nm) | VTA (Nm) | VTA (Nm) | VTA (Nm) | VTA (Nm) | Close | VTA |  | VTA |  | VTA |  | VTA | VTA |  | VTA |  | VTA |  | VTA |  | VTA | VTA |  | VTA | F001 | PR01 | 15000 | Fractionation Unit | IR1SB
Severe service cv | 150UCV -1506 | VTA | VTA | VTA |  | VTA |  | VTA |  | VTA | 063484C | VTA | VTA | VTA (Nm) | VTA (Nm) | VTA (Nm) | VTA (Nm) | VTA (Nm) | Close | VTA |  | VTA |  | VTA |  | VTA | VTA |  | VTA |  | VTA |  | VTA |  | VTA | VTA |  | VTA | F001 | PR01 | 15000 | Fractionation Unit | IR1SB
Severe service cv | 150FCV -1016 | VTA | VTA | VTA |  | VTA |  | VTA |  | VTA | 033480W | VTA | VTA | VTA (Nm) | VTA (Nm) | VTA (Nm) | VTA (Nm) | VTA (Nm) | Open | VTA |  | VTA |  | VTA |  | VTA | VTA |  | VTA |  | VTA |  | VTA |  | VTA | VTA |  | VTA | F001 | PR01 | 15000 | Fractionation Unit | IR1SB
Severe service cv | 150FCV -1014 | VTA | VTA | VTA |  | VTA |  | VTA |  | VTA | 033480W | VTA | VTA | VTA (Nm) | VTA (Nm) | VTA (Nm) | VTA (Nm) | VTA (Nm) | Close | VTA |  | VTA |  | VTA |  | VTA | VTA |  | VTA |  | VTA |  | VTA |  | VTA | VTA |  | VTA | F001 | PR01 | 15000 | Fractionation Unit | IR1SB
Control Valve | 150FCV -1005 | VTA | VTA | VTA |  | VTA |  | VTA |  | VTA | 011472S | VTA | VTA | VTA (Nm) | VTA (Nm) | VTA (Nm) | VTA (Nm) | VTA (Nm) | Close | VTA |  | VTA |  | VTA |  | VTA | VTA |  | VTA |  | VTA |  | VTA |  | VTA | VTA |  | VTA | F001 | PR01 | 15000 | Fractionation Unit | IR1SB
Severe service cv | 150FCV -1004 | VTA | VTA | VTA |  | VTA |  | VTA |  | VTA | 033480W | VTA | VTA | VTA (Nm) | VTA (Nm) | VTA (Nm) | VTA (Nm) | VTA (Nm) | Open | VTA |  | VTA |  | VTA |  | VTA | VTA |  | VTA |  | VTA |  | VTA |  | VTA | VTA |  | VTA | F001 | PR01 | 15000 | Fractionation Unit | IR1SB
Severe service cv | 150FCV -1001 | VTA | VTA | VTA |  | VTA |  | VTA |  | VTA | 063484C | VTA | VTA | VTA (Nm) | VTA (Nm) | VTA (Nm) | VTA (Nm) | VTA (Nm) | Close | VTA |  | VTA |  | VTA |  | VTA | VTA |  | VTA |  | VTA |  | VTA |  | VTA | VTA |  | VTA | F001 | PR01 | 15000 | Fractionation Unit | IR1SB
Severe service cv | 160PDCV -1029 | VTA | VTA | VTA |  | VTA |  | VTA |  | VTA | 063484C | VTA | VTA | VTA (Nm) | VTA (Nm) | VTA (Nm) | VTA (Nm) | VTA (Nm) | Close | VTA |  | VTA |  | VTA |  | VTA | VTA |  | VTA |  | VTA |  | VTA |  | VTA | VTA |  | VTA | F001 | PR01 | 16000 | Refrigerant Storage Unit | IR1SB
Severe service cv | 160TCV -1009B | VTA | VTA | VTA |  | VTA |  | VTA |  | VTA | 063484C | VTA | VTA | VTA (Nm) | VTA (Nm) | VTA (Nm) | VTA (Nm) | VTA (Nm) | Close | VTA |  | VTA |  | VTA |  | VTA | VTA |  | VTA |  | VTA |  | VTA |  | VTA | VTA |  | VTA | F001 | PR01 | 16000 | Refrigerant Storage Unit | IR1SB
Control Valve | 160TCV -1009A | VTA | VTA | VTA |  | VTA |  | VTA |  | VTA | 063481Z | VTA | VTA | VTA (Nm) | VTA (Nm) | VTA (Nm) | VTA (Nm) | VTA (Nm) | Close | VTA |  | VTA |  | VTA |  | VTA | VTA |  | VTA |  | VTA |  | VTA |  | VTA | VTA |  | VTA | F001 | PR01 | 16000 | Refrigerant Storage Unit | IR1SB
Control Valve | 160LCV -1009 | VTA | VTA | VTA |  | VTA |  | VTA |  | VTA | 063481Z | VTA | VTA | VTA (Nm) | VTA (Nm) | VTA (Nm) | VTA (Nm) | VTA (Nm) | Close | VTA |  | VTA |  | VTA |  | VTA | VTA |  | VTA |  | VTA |  | VTA |  | VTA | VTA |  | VTA | F001 | PR01 | 16000 | Refrigerant Storage Unit | IR1SB
Control Valve | 160LCV -1009 | VTA | VTA | VTA |  | VTA |  | VTA |  | VTA | 063481Z | VTA | VTA | VTA (Nm) | VTA (Nm) | VTA (Nm) | VTA (Nm) | VTA (Nm) | Close | VTA |  | VTA |  | VTA |  | VTA | VTA |  | VTA |  | VTA |  | VTA |  | VTA | VTA |  | VTA | F001 | PR01 | 16000 | Refrigerant Storage Unit | IR1SB
Control Valve | 160LCV -1009 | VTA | VTA | VTA |  | VTA |  | VTA |  | VTA | 063481Z | VTA | VTA | VTA (Nm) | VTA (Nm) | VTA (Nm) | VTA (Nm) | VTA (Nm) | Close | VTA |  | VTA |  | VTA |  | VTA | VTA |  | VTA |  | VTA |  | VTA |  | VTA | VTA |  | VTA | F001 | PR01 | 16000 | Refrigerant Storage Unit | IR1SB
Control Valve | 160LCV -1009 | VTA | VTA | VTA |  | VTA |  | VTA |  | VTA | 063481Z | VTA | VTA | VTA (Nm) | VTA (Nm) | VTA (Nm) | VTA (Nm) | VTA (Nm) | Close | VTA |  | VTA |  | VTA |  | VTA | VTA |  | VTA |  | VTA |  | VTA |  | VTA | VTA |  | VTA | F001 | PR01 | 16000 | Refrigerant Storage Unit | IR1SB
Severe service cv | 160PCV -1025 | VTA | VTA | VTA |  | VTA |  | VTA |  | VTA | LR013484C | VTA | VTA | VTA (Nm) | VTA (Nm) | VTA (Nm) | VTA (Nm) | VTA (Nm) | Open | VTA |  | VTA |  | VTA |  | VTA | VTA |  | VTA |  | VTA |  | VTA |  | VTA | VTA |  | VTA | F001 | PR01 | 16000 | Refrigerant Storage Unit | IR1SB
Severe service cv | 160TCV -1001 | VTA | VTA | VTA |  | VTA |  | VTA |  | VTA | 063484C | VTA | VTA | VTA (Nm) | VTA (Nm) | VTA (Nm) | VTA (Nm) | VTA (Nm) | Open | VTA |  | VTA |  | VTA |  | VTA | VTA |  | VTA |  | VTA |  | VTA |  | VTA | VTA |  | VTA | F001 | PR01 | 16000 | Refrigerant Storage Unit | IR1SB
Severe service cv | 160TCV -1001 | VTA | VTA | VTA |  | VTA |  | VTA |  | VTA | 063484C | VTA | VTA | VTA (Nm) | VTA (Nm) | VTA (Nm) | VTA (Nm) | VTA (Nm) | Open | VTA |  | VTA |  | VTA |  | VTA | VTA |  | VTA |  | VTA |  | VTA |  | VTA | VTA |  | VTA | F001 | PR01 | 16000 | Refrigerant Storage Unit | IR1SB
Severe service cv | 160TCV -1001 | VTA | VTA | VTA |  | VTA |  | VTA |  | VTA | 063484C | VTA | VTA | VTA (Nm) | VTA (Nm) | VTA (Nm) | VTA (Nm) | VTA (Nm) | Open | VTA |  | VTA |  | VTA |  | VTA | VTA |  | VTA |  | VTA |  | VTA |  | VTA | VTA |  | VTA | F001 | PR01 | 16000 | Refrigerant Storage Unit | IR1SB
Severe service cv | 160TCV -1001 | VTA | VTA | VTA |  | VTA |  | VTA |  | VTA | 063484C | VTA | VTA | VTA (Nm) | VTA (Nm) | VTA (Nm) | VTA (Nm) | VTA (Nm) | Open | VTA |  | VTA |  | VTA |  | VTA | VTA |  | VTA |  | VTA |  | VTA |  | VTA | VTA |  | VTA | F001 | PR01 | 16000 | Refrigerant Storage Unit | IR1SB
Control Valve | 500PCV -3319 | VTA | VTA | VTA |  | VTA |  | VTA |  | VTA |  | VTA | VTA | VTA (Nm) | VTA (Nm) | VTA (Nm) | VTA (Nm) | VTA (Nm) | Close | VTA |  | VTA |  | VTA |  | VTA | VTA |  | VTA |  | VTA |  | VTA |  | VTA | VTA |  | VTA | F001 | PR01 | 50000 | Chemical Injection | IR0P
Control Valve | 500PCV -3318 | VTA | VTA | VTA |  | VTA |  | VTA |  | VTA |  | VTA | VTA | VTA (Nm) | VTA (Nm) | VTA (Nm) | VTA (Nm) | VTA (Nm) | Close | VTA |  | VTA |  | VTA |  | VTA | VTA |  | VTA |  | VTA |  | VTA |  | VTA | VTA |  | VTA | F001 | PR01 | 50000 | Chemical Injection | IR0P
Control Valve | 500PCV -3317 | VTA | VTA | VTA |  | VTA |  | VTA |  | VTA |  | VTA | VTA | VTA (Nm) | VTA (Nm) | VTA (Nm) | VTA (Nm) | VTA (Nm) | Close | VTA |  | VTA |  | VTA |  | VTA | VTA |  | VTA |  | VTA |  | VTA |  | VTA | VTA |  | VTA | F001 | PR01 | 50000 | Chemical Injection | IR0P
Control Valve | 500PCV -3128 | VTA | VTA | VTA |  | VTA |  | VTA |  | VTA |  | VTA | VTA | VTA (Nm) | VTA (Nm) | VTA (Nm) | VTA (Nm) | VTA (Nm) | Close | VTA |  | VTA |  | VTA |  | VTA | VTA |  | VTA |  | VTA |  | VTA |  | VTA | VTA |  | VTA | F001 | PR01 | 50000 | Chemical Injection | IR1SB
Control Valve | 500PCV -3127 | VTA | VTA | VTA |  | VTA |  | VTA |  | VTA |  | VTA | VTA | VTA (Nm) | VTA (Nm) | VTA (Nm) | VTA (Nm) | VTA (Nm) | Close | VTA |  | VTA |  | VTA |  | VTA | VTA |  | VTA |  | VTA |  | VTA |  | VTA | VTA |  | VTA | F001 | PR01 | 50000 | Chemical Injection | IR1SB
Control Valve | 500PCV -3125 | VTA | VTA | VTA |  | VTA |  | VTA |  | VTA |  | VTA | VTA | VTA (Nm) | VTA (Nm) | VTA (Nm) | VTA (Nm) | VTA (Nm) | Close | VTA |  | VTA |  | VTA |  | VTA | VTA |  | VTA |  | VTA |  | VTA |  | VTA | VTA |  | VTA | F001 | PR01 | 50000 | Chemical Injection | IR1SB
Control Valve | 500PCV -3123 | VTA | VTA | VTA |  | VTA |  | VTA |  | VTA |  | VTA | VTA | VTA (Nm) | VTA (Nm) | VTA (Nm) | VTA (Nm) | VTA (Nm) | Close | VTA |  | VTA |  | VTA |  | VTA | VTA |  | VTA |  | VTA |  | VTA |  | VTA | VTA |  | VTA | F001 | PR01 | 50000 | Chemical Injection | IR1SB
Control Valve | 500PCV -3113 | VTA | VTA | VTA |  | VTA |  | VTA |  | VTA |  | VTA | VTA | VTA (Nm) | VTA (Nm) | VTA (Nm) | VTA (Nm) | VTA (Nm) | Close | VTA |  | VTA |  | VTA |  | VTA | VTA |  | VTA |  | VTA |  | VTA |  | VTA | VTA |  | VTA | F001 | PR01 | 50000 | Chemical Injection | IR1SB
Severe service cv | 520PCV -1142 | VTA | VTA | VTA |  | VTA |  | VTA |  | VTA | 251432X | VTA | VTA | VTA (Nm) | VTA (Nm) | VTA (Nm) | VTA (Nm) | VTA (Nm) | Open | VTA |  | VTA |  | VTA |  | VTA | VTA |  | VTA |  | VTA |  | VTA |  | VTA | VTA |  | VTA | F001 | PR01 | 52000 | MEG Regeneration Unit | IR1SB
Severe service cv | 520PCV -1126 | VTA | VTA | VTA |  | VTA |  | VTA |  | VTA | 251432X | VTA | VTA | VTA (Nm) | VTA (Nm) | VTA (Nm) | VTA (Nm) | VTA (Nm) | Open | VTA |  | VTA |  | VTA |  | VTA | VTA |  | VTA |  | VTA |  | VTA |  | VTA | VTA |  | VTA | F001 | PR01 | 52000 | MEG Regeneration Unit | IR1SB
Severe service cv | 520PCV -1105 | VTA | VTA | VTA |  | VTA |  | VTA |  | VTA | 061432X | VTA | VTA | VTA (Nm) | VTA (Nm) | VTA (Nm) | VTA (Nm) | VTA (Nm) | Open | VTA |  | VTA |  | VTA |  | VTA | VTA |  | VTA |  | VTA |  | VTA |  | VTA | VTA |  | VTA | F001 | PR01 | 52000 | MEG Regeneration Unit | IR1SB
Control Valve | 520PCV -1042B | VTA | VTA | VTA |  | VTA |  | VTA |  | VTA | LR011432X | VTA | VTA | VTA (Nm) | VTA (Nm) | VTA (Nm) | VTA (Nm) | VTA (Nm) | Close | VTA |  | VTA |  | VTA |  | VTA | VTA |  | VTA |  | VTA |  | VTA |  | VTA | VTA |  | VTA | F001 | PR01 | 52000 | MEG Regeneration Unit | IR0P
Control Valve | 520PCV -1042A | VTA | VTA | VTA |  | VTA |  | VTA |  | VTA | LR011432X | VTA | VTA | VTA (Nm) | VTA (Nm) | VTA (Nm) | VTA (Nm) | VTA (Nm) | Close | VTA |  | VTA |  | VTA |  | VTA | VTA |  | VTA |  | VTA |  | VTA |  | VTA | VTA |  | VTA | F001 | PR01 | 52000 | MEG Regeneration Unit | IR0P
Control Valve | 520PCV -1032B | VTA | VTA | VTA |  | VTA |  | VTA |  | VTA | LR011432X | VTA | VTA | VTA (Nm) | VTA (Nm) | VTA (Nm) | VTA (Nm) | VTA (Nm) | Close | VTA |  | VTA |  | VTA |  | VTA | VTA |  | VTA |  | VTA |  | VTA |  | VTA | VTA |  | VTA | F001 | PR01 | 52000 | MEG Regeneration Unit | IR0P
Control Valve | 520PCV -1032A | VTA | VTA | VTA |  | VTA |  | VTA |  | VTA | LR011432X | VTA | VTA | VTA (Nm) | VTA (Nm) | VTA (Nm) | VTA (Nm) | VTA (Nm) | Close | VTA |  | VTA |  | VTA |  | VTA | VTA |  | VTA |  | VTA |  | VTA |  | VTA | VTA |  | VTA | F001 | PR01 | 52000 | MEG Regeneration Unit | IR0P
Control Valve | 520PCV -1022B | VTA | VTA | VTA |  | VTA |  | VTA |  | VTA | 011432X | VTA | VTA | VTA (Nm) | VTA (Nm) | VTA (Nm) | VTA (Nm) | VTA (Nm) | Close | VTA |  | VTA |  | VTA |  | VTA | VTA |  | VTA |  | VTA |  | VTA |  | VTA | VTA |  | VTA | F001 | PR01 | 52000 | MEG Regeneration Unit | IR1SB
Control Valve | 520PCV -1022A | VTA | VTA | VTA |  | VTA |  | VTA |  | VTA | 011432X | VTA | VTA | VTA (Nm) | VTA (Nm) | VTA (Nm) | VTA (Nm) | VTA (Nm) | Close | VTA |  | VTA |  | VTA |  | VTA | VTA |  | VTA |  | VTA |  | VTA |  | VTA | VTA |  | VTA | F001 | PR01 | 52000 | MEG Regeneration Unit | IR1SB
Control Valve | 520PCV -1002B | VTA | VTA | VTA |  | VTA |  | VTA |  | VTA | 011432X | VTA | VTA | VTA (Nm) | VTA (Nm) | VTA (Nm) | VTA (Nm) | VTA (Nm) | Close | VTA |  | VTA |  | VTA |  | VTA | VTA |  | VTA |  | VTA |  | VTA |  | VTA | VTA |  | VTA | F001 | PR01 | 52000 | MEG Regeneration Unit | IR0P
Control Valve | 520PCV -1002A | VTA | VTA | VTA |  | VTA |  | VTA |  | VTA | 011432X | VTA | VTA | VTA (Nm) | VTA (Nm) | VTA (Nm) | VTA (Nm) | VTA (Nm) | Close | VTA |  | VTA |  | VTA |  | VTA | VTA |  | VTA |  | VTA |  | VTA |  | VTA | VTA |  | VTA | F001 | PR01 | 52000 | MEG Regeneration Unit | IR0P
Control Valve | 520FCV -1033 | VTA | VTA | VTA |  | VTA |  | VTA |  | VTA | 013482E | VTA | VTA | VTA (Nm) | VTA (Nm) | VTA (Nm) | VTA (Nm) | VTA (Nm) | Open | VTA |  | VTA |  | VTA |  | VTA | VTA |  | VTA |  | VTA |  | VTA |  | VTA | VTA |  | VTA | F001 | PR01 | 52000 | MEG Regeneration Unit | IR1SB
Control Valve | 520FCV -1031 | VTA | VTA | VTA |  | VTA |  | VTA |  | VTA | 013482E | VTA | VTA | VTA (Nm) | VTA (Nm) | VTA (Nm) | VTA (Nm) | VTA (Nm) | Open | VTA |  | VTA |  | VTA |  | VTA | VTA |  | VTA |  | VTA |  | VTA |  | VTA | VTA |  | VTA | F001 | PR01 | 52000 | MEG Regeneration Unit | IR0P
Control Valve | 520FCV -1029 | VTA | VTA | VTA |  | VTA |  | VTA |  | VTA | 013482E | VTA | VTA | VTA (Nm) | VTA (Nm) | VTA (Nm) | VTA (Nm) | VTA (Nm) | Open | VTA |  | VTA |  | VTA |  | VTA | VTA |  | VTA |  | VTA |  | VTA |  | VTA | VTA |  | VTA | F001 | PR01 | 52000 | MEG Regeneration Unit | IR0P
Control Valve | 520FCV -1012 | VTA | VTA | VTA |  | VTA |  | VTA |  | VTA | 011432X | VTA | VTA | VTA (Nm) | VTA (Nm) | VTA (Nm) | VTA (Nm) | VTA (Nm) | Open | VTA |  | VTA |  | VTA |  | VTA | VTA |  | VTA |  | VTA |  | VTA |  | VTA | VTA |  | VTA | F001 | PR01 | 52000 | MEG Regeneration Unit | IR0P
Control Valve | 520FCV -1007 | VTA | VTA | VTA |  | VTA |  | VTA |  | VTA | 011432X | VTA | VTA | VTA (Nm) | VTA (Nm) | VTA (Nm) | VTA (Nm) | VTA (Nm) | Open | VTA |  | VTA |  | VTA |  | VTA | VTA |  | VTA |  | VTA |  | VTA |  | VTA | VTA |  | VTA | F001 | PR01 | 52000 | MEG Regeneration Unit | IR0P
Control Valve | 520FCV -1005 | VTA | VTA | VTA |  | VTA |  | VTA |  | VTA | 013482E | VTA | VTA | VTA (Nm) | VTA (Nm) | VTA (Nm) | VTA (Nm) | VTA (Nm) | Open | VTA |  | VTA |  | VTA |  | VTA | VTA |  | VTA |  | VTA |  | VTA |  | VTA | VTA |  | VTA | F001 | PR01 | 52000 | MEG Regeneration Unit | IR1SB
Control Valve | 520FCV -1003 | VTA | VTA | VTA |  | VTA |  | VTA |  | VTA | 013482E | VTA | VTA | VTA (Nm) | VTA (Nm) | VTA (Nm) | VTA (Nm) | VTA (Nm) | Open | VTA |  | VTA |  | VTA |  | VTA | VTA |  | VTA |  | VTA |  | VTA |  | VTA | VTA |  | VTA | F001 | PR01 | 52000 | MEG Regeneration Unit | IR0P
Control Valve | 520FCV -1001 | VTA | VTA | VTA |  | VTA |  | VTA |  | VTA | 013482E | VTA | VTA | VTA (Nm) | VTA (Nm) | VTA (Nm) | VTA (Nm) | VTA (Nm) | Open | VTA |  | VTA |  | VTA |  | VTA | VTA |  | VTA |  | VTA |  | VTA |  | VTA | VTA |  | VTA | F001 | PR01 | 52000 | MEG Regeneration Unit | IR0P
Control Valve | 340LCV -1028 | VTA | VTA | VTA |  | VTA |  | VTA |  | VTA | LR011011X | VTA | VTA | VTA (Nm) | VTA (Nm) | VTA (Nm) | VTA (Nm) | VTA (Nm) | Close | VTA |  | VTA |  | VTA |  | VTA | VTA |  | VTA |  | VTA |  | VTA |  | VTA | VTA |  | VTA | F001 | ST01 | 34000 | LNG Loading /Transfer | IR1SA
Control Valve | 340UCV -1541B | VTA | VTA | VTA |  | VTA |  | VTA |  | VTA | LR013484C | VTA | VTA | VTA (Nm) | VTA (Nm) | VTA (Nm) | VTA (Nm) | VTA (Nm) | Close | VTA |  | VTA |  | VTA |  | VTA | VTA |  | VTA |  | VTA |  | VTA |  | VTA | VTA |  | VTA | F001 | ST01 | 34000 | LNG Loading /Transfer | IR1SA
Control Valve | 340UCV -1541A | VTA | VTA | VTA |  | VTA |  | VTA |  | VTA | LR013484C | VTA | VTA | VTA (Nm) | VTA (Nm) | VTA (Nm) | VTA (Nm) | VTA (Nm) | Close | VTA |  | VTA |  | VTA |  | VTA | VTA |  | VTA |  | VTA |  | VTA |  | VTA | VTA |  | VTA | F001 | ST01 | 34000 | LNG Loading /Transfer | IR1SA
Control Valve | 340HCV -1031 | VTA | VTA | VTA |  | VTA |  | VTA |  | VTA |  | VTA | VTA | VTA (Nm) | VTA (Nm) | VTA (Nm) | VTA (Nm) | VTA (Nm) | Close | VTA |  | VTA |  | VTA |  | VTA | VTA |  | VTA |  | VTA |  | VTA |  | VTA | VTA |  | VTA | F001 | ST01 | 34000 | LNG Loading /Transfer | IR0P
Control Valve | 340HCV -1015 | VTA | VTA | VTA |  | VTA |  | VTA |  | VTA |  | VTA | VTA | VTA (Nm) | VTA (Nm) | VTA (Nm) | VTA (Nm) | VTA (Nm) | Close | VTA |  | VTA |  | VTA |  | VTA | VTA |  | VTA |  | VTA |  | VTA |  | VTA | VTA |  | VTA | F001 | ST01 | 34000 | LNG Loading /Transfer | IR0P
Control Valve | 340HCV -1019 | VTA | VTA | VTA |  | VTA |  | VTA |  | VTA |  | VTA | VTA | VTA (Nm) | VTA (Nm) | VTA (Nm) | VTA (Nm) | VTA (Nm) | Close | VTA |  | VTA |  | VTA |  | VTA | VTA |  | VTA |  | VTA |  | VTA |  | VTA | VTA |  | VTA | F001 | ST01 | 34000 | LNG Loading /Transfer | IR0P
Control Valve | 340HCV -1018 | VTA | VTA | VTA |  | VTA |  | VTA |  | VTA |  | VTA | VTA | VTA (Nm) | VTA (Nm) | VTA (Nm) | VTA (Nm) | VTA (Nm) | Close | VTA |  | VTA |  | VTA |  | VTA | VTA |  | VTA |  | VTA |  | VTA |  | VTA | VTA |  | VTA | F001 | ST01 | 34000 | LNG Loading /Transfer | IR0P
Control Valve | 340HCV -1006 | VTA | VTA | VTA |  | VTA |  | VTA |  | VTA |  | VTA | VTA | VTA (Nm) | VTA (Nm) | VTA (Nm) | VTA (Nm) | VTA (Nm) | Close | VTA |  | VTA |  | VTA |  | VTA | VTA |  | VTA |  | VTA |  | VTA |  | VTA | VTA |  | VTA | F001 | ST01 | 34000 | LNG Loading /Transfer | IR0P
Control Valve | 340HCV -1005 | VTA | VTA | VTA |  | VTA |  | VTA |  | VTA |  | VTA | VTA | VTA (Nm) | VTA (Nm) | VTA (Nm) | VTA (Nm) | VTA (Nm) | Close | VTA |  | VTA |  | VTA |  | VTA | VTA |  | VTA |  | VTA |  | VTA |  | VTA | VTA |  | VTA | F001 | ST01 | 34000 | LNG Loading /Transfer | IR0P
Control Valve | 340TCV -1050B | VTA | VTA | VTA |  | VTA |  | VTA |  | VTA | LR063481Z | VTA | VTA | VTA (Nm) | VTA (Nm) | VTA (Nm) | VTA (Nm) | VTA (Nm) | Close | VTA |  | VTA |  | VTA |  | VTA | VTA |  | VTA |  | VTA |  | VTA |  | VTA | VTA |  | VTA | F001 | ST01 | 34000 | LNG Loading /Transfer | IR1SA
Severe service cv | 340TCV -1050A | VTA | VTA | VTA |  | VTA |  | VTA |  | VTA | LR063484C | VTA | VTA | VTA (Nm) | VTA (Nm) | VTA (Nm) | VTA (Nm) | VTA (Nm) | Close | VTA |  | VTA |  | VTA |  | VTA | VTA |  | VTA |  | VTA |  | VTA |  | VTA | VTA |  | VTA | F001 | ST01 | 34000 | LNG Loading /Transfer | IR1SA
Severe service cv | 340PCV -1081 | VTA | VTA | VTA |  | VTA |  | VTA |  | VTA | 093484C | VTA | VTA | VTA (Nm) | VTA (Nm) | VTA (Nm) | VTA (Nm) | VTA (Nm) | Close | VTA |  | VTA |  | VTA |  | VTA | VTA |  | VTA |  | VTA |  | VTA |  | VTA | VTA |  | VTA | F001 | ST01 | 34000 | LNG Loading /Transfer | IR1SA
Severe service cv | 340PCV -1005 | VTA | VTA | VTA |  | VTA |  | VTA |  | VTA | LR063484C | VTA | VTA | VTA (Nm) | VTA (Nm) | VTA (Nm) | VTA (Nm) | VTA (Nm) | Close | VTA |  | VTA |  | VTA |  | VTA | VTA |  | VTA |  | VTA |  | VTA |  | VTA | VTA |  | VTA | F001 | ST01 | 34000 | LNG Loading /Transfer | IR1SA
Control Valve | 340LCV -1018 | VTA | VTA | VTA |  | VTA |  | VTA |  | VTA | LR063481Z | VTA | VTA | VTA (Nm) | VTA (Nm) | VTA (Nm) | VTA (Nm) | VTA (Nm) | Close | VTA |  | VTA |  | VTA |  | VTA | VTA |  | VTA |  | VTA |  | VTA |  | VTA | VTA |  | VTA | F001 | ST01 | 34000 | LNG Loading /Transfer | IR1SA
Severe service cv | 340LCV -1016 | VTA | VTA | VTA |  | VTA |  | VTA |  | VTA | LR063484C | VTA | VTA | VTA (Nm) | VTA (Nm) | VTA (Nm) | VTA (Nm) | VTA (Nm) | Close | VTA |  | VTA |  | VTA |  | VTA | VTA |  | VTA |  | VTA |  | VTA |  | VTA | VTA |  | VTA | F001 | ST01 | 34000 | LNG Loading /Transfer | IR1SA
Severe service cv | 340FCV -1013 | VTA | VTA | VTA |  | VTA |  | VTA |  | VTA | LR063484C | VTA | VTA | VTA (Nm) | VTA (Nm) | VTA (Nm) | VTA (Nm) | VTA (Nm) | Open | VTA |  | VTA |  | VTA |  | VTA | VTA |  | VTA |  | VTA |  | VTA |  | VTA | VTA |  | VTA | F001 | ST01 | 34000 | LNG Loading /Transfer | IR1SA
Control Valve | 340PCV -1009 | VTA | VTA | VTA |  | VTA |  | VTA |  | VTA | LR013484C | VTA | VTA | VTA (Nm) | VTA (Nm) | VTA (Nm) | VTA (Nm) | VTA (Nm) | Open | VTA |  | VTA |  | VTA |  | VTA | VTA |  | VTA |  | VTA |  | VTA |  | VTA | VTA |  | VTA | F001 | ST01 | 34000 | LNG Loading /Transfer | IR1SA
Severe service cv | 340PCV -1003C | VTA | VTA | VTA |  | VTA |  | VTA |  | VTA | LR013484C | VTA | VTA | VTA (Nm) | VTA (Nm) | VTA (Nm) | VTA (Nm) | VTA (Nm) | Open | VTA |  | VTA |  | VTA |  | VTA | VTA |  | VTA |  | VTA |  | VTA |  | VTA | VTA |  | VTA | F001 | ST01 | 34000 | LNG Loading /Transfer | IR1SA
Control Valve | 340PCV -1003B | VTA | VTA | VTA |  | VTA |  | VTA |  | VTA | LR013484C | VTA | VTA | VTA (Nm) | VTA (Nm) | VTA (Nm) | VTA (Nm) | VTA (Nm) | Open | VTA |  | VTA |  | VTA |  | VTA | VTA |  | VTA |  | VTA |  | VTA |  | VTA | VTA |  | VTA | F001 | ST01 | 34000 | LNG Loading /Transfer | IR1SA
Control Valve | 340PCV -1003A | VTA | VTA | VTA |  | VTA |  | VTA |  | VTA | LR013484C | VTA | VTA | VTA (Nm) | VTA (Nm) | VTA (Nm) | VTA (Nm) | VTA (Nm) | Close | VTA |  | VTA |  | VTA |  | VTA | VTA |  | VTA |  | VTA |  | VTA |  | VTA | VTA |  | VTA | F001 | ST01 | 34000 | LNG Loading /Transfer | IR1SA
Severe service cv | 340PCV -1002B | VTA | VTA | VTA |  | VTA |  | VTA |  | VTA | 013484C | VTA | VTA | VTA (Nm) | VTA (Nm) | VTA (Nm) | VTA (Nm) | VTA (Nm) | Close | VTA |  | VTA |  | VTA |  | VTA | VTA |  | VTA |  | VTA |  | VTA |  | VTA | VTA |  | VTA | F001 | ST01 | 34000 | LNG Loading /Transfer | IR1SA
Severe service cv | 340PCV -1002A | VTA | VTA | VTA |  | VTA |  | VTA |  | VTA | 013484C | VTA | VTA | VTA (Nm) | VTA (Nm) | VTA (Nm) | VTA (Nm) | VTA (Nm) | Close | VTA |  | VTA |  | VTA |  | VTA | VTA |  | VTA |  | VTA |  | VTA |  | VTA | VTA |  | VTA | F001 | ST01 | 34000 | LNG Loading /Transfer | IR1SA
Severe service cv | 340PCV -1002A | VTA | VTA | VTA |  | VTA |  | VTA |  | VTA | 013484C | VTA | VTA | VTA (Nm) | VTA (Nm) | VTA (Nm) | VTA (Nm) | VTA (Nm) | Close | VTA |  | VTA |  | VTA |  | VTA | VTA |  | VTA |  | VTA |  | VTA |  | VTA | VTA |  | VTA | F001 | ST01 | 34000 | LNG Loading /Transfer | IR1SA
Severe service cv | 340PCV -1002A | VTA | VTA | VTA |  | VTA |  | VTA |  | VTA | 013484C | VTA | VTA | VTA (Nm) | VTA (Nm) | VTA (Nm) | VTA (Nm) | VTA (Nm) | Close | VTA |  | VTA |  | VTA |  | VTA | VTA |  | VTA |  | VTA |  | VTA |  | VTA | VTA |  | VTA | F001 | ST01 | 34000 | LNG Loading /Transfer | IR1SA
Severe service cv | 340PCV -1002A | VTA | VTA | VTA |  | VTA |  | VTA |  | VTA | 013484C | VTA | VTA | VTA (Nm) | VTA (Nm) | VTA (Nm) | VTA (Nm) | VTA (Nm) | Close | VTA |  | VTA |  | VTA |  | VTA | VTA |  | VTA |  | VTA |  | VTA |  | VTA | VTA |  | VTA | F001 | ST01 | 34000 | LNG Loading /Transfer | IR1SA
Control Valve | 340HCV -1003 | VTA | VTA | VTA |  | VTA |  | VTA |  | VTA |  | VTA | VTA | VTA (Nm) | VTA (Nm) | VTA (Nm) | VTA (Nm) | VTA (Nm) | Close | VTA |  | VTA |  | VTA |  | VTA | VTA |  | VTA |  | VTA |  | VTA |  | VTA | VTA |  | VTA | F001 | ST01 | 34000 | LNG Loading /Transfer | IR0P
Control Valve | 350PCV -1004 | VTA | VTA | VTA |  | VTA |  | VTA |  | VTA | LR011472W | VTA | VTA | VTA (Nm) | VTA (Nm) | VTA (Nm) | VTA (Nm) | VTA (Nm) | Open | VTA |  | VTA |  | VTA |  | VTA | VTA |  | VTA |  | VTA |  | VTA |  | VTA | VTA |  | VTA | F001 | ST01 | 35000 | LPG Loading /Transfer | IR1SA
Control Valve | 350PCV -1002 | VTA | VTA | VTA |  | VTA |  | VTA |  | VTA | LR013484C | VTA | VTA | VTA (Nm) | VTA (Nm) | VTA (Nm) | VTA (Nm) | VTA (Nm) | Open | VTA |  | VTA |  | VTA |  | VTA | VTA |  | VTA |  | VTA |  | VTA |  | VTA | VTA |  | VTA | F001 | ST01 | 35000 | LPG Loading /Transfer | IR1SA
Control Valve | 350PCV -1004D | VTA | VTA | VTA |  | VTA |  | VTA |  | VTA | LR013484C | VTA | VTA | VTA (Nm) | VTA (Nm) | VTA (Nm) | VTA (Nm) | VTA (Nm) | Open | VTA |  | VTA |  | VTA |  | VTA | VTA |  | VTA |  | VTA |  | VTA |  | VTA | VTA |  | VTA | F001 | ST01 | 35000 | LPG Loading /Transfer | IR0P
Control Valve | 350PCV -1004C | VTA | VTA | VTA |  | VTA |  | VTA |  | VTA | LR013484C | VTA | VTA | VTA (Nm) | VTA (Nm) | VTA (Nm) | VTA (Nm) | VTA (Nm) | Close | VTA |  | VTA |  | VTA |  | VTA | VTA |  | VTA |  | VTA |  | VTA |  | VTA | VTA |  | VTA | F001 | ST01 | 35000 | LPG Loading /Transfer | IR0P
Control Valve | 350PCV -1002D | VTA | VTA | VTA |  | VTA |  | VTA |  | VTA | LR013484C | VTA | VTA | VTA (Nm) | VTA (Nm) | VTA (Nm) | VTA (Nm) | VTA (Nm) | Open | VTA |  | VTA |  | VTA |  | VTA | VTA |  | VTA |  | VTA |  | VTA |  | VTA | VTA |  | VTA | F001 | ST01 | 35000 | LPG Loading /Transfer | IR0P
Control Valve | 350PCV -1002C | VTA | VTA | VTA |  | VTA |  | VTA |  | VTA | LR013484C | VTA | VTA | VTA (Nm) | VTA (Nm) | VTA (Nm) | VTA (Nm) | VTA (Nm) | Close | VTA |  | VTA |  | VTA |  | VTA | VTA |  | VTA |  | VTA |  | VTA |  | VTA | VTA |  | VTA | F001 | ST01 | 35000 | LPG Loading /Transfer | IR0P
Control Valve | 350PCV -1001C | VTA | VTA | VTA |  | VTA |  | VTA |  | VTA | LR013484C | VTA | VTA | VTA (Nm) | VTA (Nm) | VTA (Nm) | VTA (Nm) | VTA (Nm) | Close | VTA |  | VTA |  | VTA |  | VTA | VTA |  | VTA |  | VTA |  | VTA |  | VTA | VTA |  | VTA | F001 | ST01 | 35000 | LPG Loading /Transfer | IR0P
Control Valve | 350PCV -1001C | VTA | VTA | VTA |  | VTA |  | VTA |  | VTA | LR013484C | VTA | VTA | VTA (Nm) | VTA (Nm) | VTA (Nm) | VTA (Nm) | VTA (Nm) | Close | VTA |  | VTA |  | VTA |  | VTA | VTA |  | VTA |  | VTA |  | VTA |  | VTA | VTA |  | VTA | F001 | ST01 | 35000 | LPG Loading /Transfer | IR0P
Control Valve | 350PCV -1001C | VTA | VTA | VTA |  | VTA |  | VTA |  | VTA | LR013484C | VTA | VTA | VTA (Nm) | VTA (Nm) | VTA (Nm) | VTA (Nm) | VTA (Nm) | Close | VTA |  | VTA |  | VTA |  | VTA | VTA |  | VTA |  | VTA |  | VTA |  | VTA | VTA |  | VTA | F001 | ST01 | 35000 | LPG Loading /Transfer | IR0P
Control Valve | 350PCV -1001C | VTA | VTA | VTA |  | VTA |  | VTA |  | VTA | LR013484C | VTA | VTA | VTA (Nm) | VTA (Nm) | VTA (Nm) | VTA (Nm) | VTA (Nm) | Close | VTA |  | VTA |  | VTA |  | VTA | VTA |  | VTA |  | VTA |  | VTA |  | VTA | VTA |  | VTA | F001 | ST01 | 35000 | LPG Loading /Transfer | IR0P
Control Valve | 360PCV -1001B | VTA | VTA | VTA |  | VTA |  | VTA |  | VTA | LR011001X | VTA | VTA | VTA (Nm) | VTA (Nm) | VTA (Nm) | VTA (Nm) | VTA (Nm) | Close | VTA |  | VTA |  | VTA |  | VTA | VTA |  | VTA |  | VTA |  | VTA |  | VTA | VTA |  | VTA | F001 | ST01 | 36000 | Condensate Loading/Transfer | IR0P
Control Valve | 360PCV -1001A | VTA | VTA | VTA |  | VTA |  | VTA |  | VTA | LR011432X | VTA | VTA | VTA (Nm) | VTA (Nm) | VTA (Nm) | VTA (Nm) | VTA (Nm) | Close | VTA |  | VTA |  | VTA |  | VTA | VTA |  | VTA |  | VTA |  | VTA |  | VTA | VTA |  | VTA | F001 | ST01 | 36000 | Condensate Loading/Transfer | IR0P
Control Valve | 360PCV -1001A | VTA | VTA | VTA |  | VTA |  | VTA |  | VTA | LR011432X | VTA | VTA | VTA (Nm) | VTA (Nm) | VTA (Nm) | VTA (Nm) | VTA (Nm) | Close | VTA |  | VTA |  | VTA |  | VTA | VTA |  | VTA |  | VTA |  | VTA |  | VTA | VTA |  | VTA | F001 | ST01 | 36000 | Condensate Loading/Transfer | IR0P
Control Valve | 360PCV -1001A | VTA | VTA | VTA |  | VTA |  | VTA |  | VTA | LR011432X | VTA | VTA | VTA (Nm) | VTA (Nm) | VTA (Nm) | VTA (Nm) | VTA (Nm) | Close | VTA |  | VTA |  | VTA |  | VTA | VTA |  | VTA |  | VTA |  | VTA |  | VTA | VTA |  | VTA | F001 | ST01 | 36000 | Condensate Loading/Transfer | IR0P
Control Valve | 360PCV -1001A | VTA | VTA | VTA |  | VTA |  | VTA |  | VTA | LR011432X | VTA | VTA | VTA (Nm) | VTA (Nm) | VTA (Nm) | VTA (Nm) | VTA (Nm) | Close | VTA |  | VTA |  | VTA |  | VTA | VTA |  | VTA |  | VTA |  | VTA |  | VTA | VTA |  | VTA | F001 | ST01 | 36000 | Condensate Loading/Transfer | IR0P
Control Valve | 600FCV -4011 | VTA | VTA | VTA |  | VTA |  | VTA |  | VTA | 42 | VTA | VTA | VTA (Nm) | VTA (Nm) | VTA (Nm) | VTA (Nm) | VTA (Nm) | Close | VTA |  | VTA |  | VTA |  | VTA | VTA |  | VTA |  | VTA |  | VTA |  | VTA | VTA |  | VTA | F001 | SU01 | 60000 | Fire Water / Fighting System | CER
Control Valve | 600FCV -4008 | VTA | VTA | VTA |  | VTA |  | VTA |  | VTA | 52 | VTA | VTA | VTA (Nm) | VTA (Nm) | VTA (Nm) | VTA (Nm) | VTA (Nm) | Open | VTA |  | VTA |  | VTA |  | VTA | VTA |  | VTA |  | VTA |  | VTA |  | VTA | VTA |  | VTA | F001 | SU01 | 60000 | Fire Water / Fighting System | CER
Control Valve | 600FCV -4010 | VTA | VTA | VTA |  | VTA |  | VTA |  | VTA | 41 | VTA | VTA | VTA (Nm) | VTA (Nm) | VTA (Nm) | VTA (Nm) | VTA (Nm) | Close | VTA |  | VTA |  | VTA |  | VTA | VTA |  | VTA |  | VTA |  | VTA |  | VTA | VTA |  | VTA | F001 | SU01 | 60000 | Fire Water / Fighting System | CER
Control Valve | 630FCV -1048 | VTA | VTA | VTA |  | VTA |  | VTA |  | VTA | 092051S | VTA | VTA | VTA (Nm) | VTA (Nm) | VTA (Nm) | VTA (Nm) | VTA (Nm) | Close | VTA |  | VTA |  | VTA |  | VTA | VTA |  | VTA |  | VTA |  | VTA |  | VTA | VTA |  | VTA | F001 | SU01 | 63000 | Pressure Relief and Liquid Disposal System | IR1SB
Control Valve | 630FCV -1046 | VTA | VTA | VTA |  | VTA |  | VTA |  | VTA | 092051S | VTA | VTA | VTA (Nm) | VTA (Nm) | VTA (Nm) | VTA (Nm) | VTA (Nm) | Close | VTA |  | VTA |  | VTA |  | VTA | VTA |  | VTA |  | VTA |  | VTA |  | VTA | VTA |  | VTA | F001 | SU01 | 63000 | Pressure Relief and Liquid Disposal System | IR1SB
Severe service cv | 630FCV -1045 | VTA | VTA | VTA |  | VTA |  | VTA |  | VTA | 092051S | VTA | VTA | VTA (Nm) | VTA (Nm) | VTA (Nm) | VTA (Nm) | VTA (Nm) | Close | VTA |  | VTA |  | VTA |  | VTA | VTA |  | VTA |  | VTA |  | VTA |  | VTA | VTA |  | VTA | F001 | SU01 | 63000 | Pressure Relief and Liquid Disposal System | IR1SB
Severe service cv | 630FCV -1044 | VTA | VTA | VTA |  | VTA |  | VTA |  | VTA | 092051S | VTA | VTA | VTA (Nm) | VTA (Nm) | VTA (Nm) | VTA (Nm) | VTA (Nm) | Close | VTA |  | VTA |  | VTA |  | VTA | VTA |  | VTA |  | VTA |  | VTA |  | VTA | VTA |  | VTA | F001 | SU01 | 63000 | Pressure Relief and Liquid Disposal System | IR1SB
Severe service cv | 630PCV -1007 | VTA | VTA | VTA |  | VTA |  | VTA |  | VTA | 092051S | VTA | VTA | VTA (Nm) | VTA (Nm) | VTA (Nm) | VTA (Nm) | VTA (Nm) | Close | VTA |  | VTA |  | VTA |  | VTA | VTA |  | VTA |  | VTA |  | VTA |  | VTA | VTA |  | VTA | F001 | SU01 | 63000 | Pressure Relief and Liquid Disposal System | IR1SB
Control Valve | 630FCV -1018 | VTA | VTA | VTA |  | VTA |  | VTA |  | VTA | 092051S | VTA | VTA | VTA (Nm) | VTA (Nm) | VTA (Nm) | VTA (Nm) | VTA (Nm) | Close | VTA |  | VTA |  | VTA |  | VTA | VTA |  | VTA |  | VTA |  | VTA |  | VTA | VTA |  | VTA | F001 | SU01 | 63000 | Pressure Relief and Liquid Disposal System | IR1SB
Control Valve | 630FCV -1006 | VTA | VTA | VTA |  | VTA |  | VTA |  | VTA | 092051S | VTA | VTA | VTA (Nm) | VTA (Nm) | VTA (Nm) | VTA (Nm) | VTA (Nm) | Close | VTA |  | VTA |  | VTA |  | VTA | VTA |  | VTA |  | VTA |  | VTA |  | VTA | VTA |  | VTA | F001 | SU01 | 63000 | Pressure Relief and Liquid Disposal System | IR1SB
Control Valve | 640FCV -4003 | VTA | VTA | VTA |  | VTA |  | VTA |  | VTA | 47 | VTA | VTA | VTA (Nm) | VTA (Nm) | VTA (Nm) | VTA (Nm) | VTA (Nm) | Open | VTA |  | VTA |  | VTA |  | VTA | VTA |  | VTA |  | VTA |  | VTA |  | VTA | VTA |  | VTA | F001 | SU01 | 64000 | Effluent and Waste Treating & Reinjection | IR1SA
Control Valve | 640PCV -1051B | VTA | VTA | VTA |  | VTA |  | VTA |  | VTA | 011432X | VTA | VTA | VTA (Nm) | VTA (Nm) | VTA (Nm) | VTA (Nm) | VTA (Nm) | Close | VTA |  | VTA |  | VTA |  | VTA | VTA |  | VTA |  | VTA |  | VTA |  | VTA | VTA |  | VTA | F001 | SU01 | 64000 | Effluent and Waste Treating & Reinjection | IR1SA
Control Valve | 640PCV -1051A | VTA | VTA | VTA |  | VTA |  | VTA |  | VTA | 011432X | VTA | VTA | VTA (Nm) | VTA (Nm) | VTA (Nm) | VTA (Nm) | VTA (Nm) | Close | VTA |  | VTA |  | VTA |  | VTA | VTA |  | VTA |  | VTA |  | VTA |  | VTA | VTA |  | VTA | F001 | SU01 | 64000 | Effluent and Waste Treating & Reinjection | IR1SA
Control Valve | 640PCV -1047A | VTA | VTA | VTA |  | VTA |  | VTA |  | VTA | 011432X | VTA | VTA | VTA (Nm) | VTA (Nm) | VTA (Nm) | VTA (Nm) | VTA (Nm) | Close | VTA |  | VTA |  | VTA |  | VTA | VTA |  | VTA |  | VTA |  | VTA |  | VTA | VTA |  | VTA | F001 | SU01 | 64000 | Effluent and Waste Treating & Reinjection | IR1SA
Control Valve | 640PCV -1047B | VTA | VTA | VTA |  | VTA |  | VTA |  | VTA | 011432X | VTA | VTA | VTA (Nm) | VTA (Nm) | VTA (Nm) | VTA (Nm) | VTA (Nm) | Close | VTA |  | VTA |  | VTA |  | VTA | VTA |  | VTA |  | VTA |  | VTA |  | VTA | VTA |  | VTA | F001 | SU01 | 64000 | Effluent and Waste Treating & Reinjection | IR1SA
Control Valve | 640LCV -1005B | VTA | VTA | VTA |  | VTA |  | VTA |  | VTA | 013831X | VTA | VTA | VTA (Nm) | VTA (Nm) | VTA (Nm) | VTA (Nm) | VTA (Nm) | Close | VTA |  | VTA |  | VTA |  | VTA | VTA |  | VTA |  | VTA |  | VTA |  | VTA | VTA |  | VTA | F001 | SU01 | 64000 | Effluent and Waste Treating & Reinjection | IR1SA
Control Valve | 640LCV -1005A | VTA | VTA | VTA |  | VTA |  | VTA |  | VTA | 013831X | VTA | VTA | VTA (Nm) | VTA (Nm) | VTA (Nm) | VTA (Nm) | VTA (Nm) | Close | VTA |  | VTA |  | VTA |  | VTA | VTA |  | VTA |  | VTA |  | VTA |  | VTA | VTA |  | VTA | F001 | SU01 | 64000 | Effluent and Waste Treating & Reinjection | IR1SA
Control Valve | 640FCV -1001 | VTA | VTA | VTA |  | VTA |  | VTA |  | VTA | 013831X | VTA | VTA | VTA (Nm) | VTA (Nm) | VTA (Nm) | VTA (Nm) | VTA (Nm) | Open | VTA |  | VTA |  | VTA |  | VTA | VTA |  | VTA |  | VTA |  | VTA |  | VTA | VTA |  | VTA | F001 | SU01 | 64000 | Effluent and Waste Treating & Reinjection | IR1SA
Severe service cv | 450PCV -1078 | VTA | VTA | VTA |  | VTA |  | VTA |  | VTA | LR011412X | VTA | VTA | VTA (Nm) | VTA (Nm) | VTA (Nm) | VTA (Nm) | VTA (Nm) | Open | VTA |  | VTA |  | VTA |  | VTA | VTA |  | VTA |  | VTA |  | VTA |  | VTA | VTA |  | VTA | F001 | TEMP - CSU | 45000 | 45000 | -
Severe service cv | 450PCV -1077 | VTA | VTA | VTA |  | VTA |  | VTA |  | VTA | LR011412X | VTA | VTA | VTA (Nm) | VTA (Nm) | VTA (Nm) | VTA (Nm) | VTA (Nm) | Close | VTA |  | VTA |  | VTA |  | VTA | VTA |  | VTA |  | VTA |  | VTA |  | VTA | VTA |  | VTA | F001 | TEMP - CSU | 45000 | 45000 | -
Control Valve | 400TCV -6334 | VTA | VTA | VTA |  | VTA |  | VTA |  | VTA | 33021 | VTA | VTA | VTA (Nm) | VTA (Nm) | VTA (Nm) | VTA (Nm) | VTA (Nm) | Open | VTA |  | VTA |  | VTA |  | VTA | VTA |  | VTA |  | VTA |  | VTA |  | VTA | VTA |  | VTA | F001 | UT01 | 40000 | Steam & Power Generation and Distribution | CER
Control Valve | 400TCV -6234 | VTA | VTA | VTA |  | VTA |  | VTA |  | VTA | 33021 | VTA | VTA | VTA (Nm) | VTA (Nm) | VTA (Nm) | VTA (Nm) | VTA (Nm) | Open | VTA |  | VTA |  | VTA |  | VTA | VTA |  | VTA |  | VTA |  | VTA |  | VTA | VTA |  | VTA | F001 | UT01 | 40000 | Steam & Power Generation and Distribution | CER
Control Valve | 400TCV -6134 | VTA | VTA | VTA |  | VTA |  | VTA |  | VTA | 33021 | VTA | VTA | VTA (Nm) | VTA (Nm) | VTA (Nm) | VTA (Nm) | VTA (Nm) | Open | VTA |  | VTA |  | VTA |  | VTA | VTA |  | VTA |  | VTA |  | VTA |  | VTA | VTA |  | VTA | F001 | UT01 | 40000 | Steam & Power Generation and Distribution | CER
Control Valve | 400PCV -6356B | VTA | VTA | VTA |  | VTA |  | VTA |  | VTA | 11201 | VTA | VTA | VTA (Nm) | VTA (Nm) | VTA (Nm) | VTA (Nm) | VTA (Nm) | Close | VTA |  | VTA |  | VTA |  | VTA | VTA |  | VTA |  | VTA |  | VTA |  | VTA | VTA |  | VTA | F001 | UT01 | 40000 | Steam & Power Generation and Distribution | CER
Control Valve | 400PCV -6356A | VTA | VTA | VTA |  | VTA |  | VTA |  | VTA | 11261 | VTA | VTA | VTA (Nm) | VTA (Nm) | VTA (Nm) | VTA (Nm) | VTA (Nm) | Close | VTA |  | VTA |  | VTA |  | VTA | VTA |  | VTA |  | VTA |  | VTA |  | VTA | VTA |  | VTA | F001 | UT01 | 40000 | Steam & Power Generation and Distribution | CER
Control Valve | 400PCV -6338B | VTA | VTA | VTA |  | VTA |  | VTA |  | VTA | 12021 | VTA | VTA | VTA (Nm) | VTA (Nm) | VTA (Nm) | VTA (Nm) | VTA (Nm) | Open | VTA |  | VTA |  | VTA |  | VTA | VTA |  | VTA |  | VTA |  | VTA |  | VTA | VTA |  | VTA | F001 | UT01 | 40000 | Steam & Power Generation and Distribution | CER
Control Valve | 400PCV -6338A | VTA | VTA | VTA |  | VTA |  | VTA |  | VTA | 11261 | VTA | VTA | VTA (Nm) | VTA (Nm) | VTA (Nm) | VTA (Nm) | VTA (Nm) | Close | VTA |  | VTA |  | VTA |  | VTA | VTA |  | VTA |  | VTA |  | VTA |  | VTA | VTA |  | VTA | F001 | UT01 | 40000 | Steam & Power Generation and Distribution | CER
Control Valve | 400PCV -6256B | VTA | VTA | VTA |  | VTA |  | VTA |  | VTA | 11201 | VTA | VTA | VTA (Nm) | VTA (Nm) | VTA (Nm) | VTA (Nm) | VTA (Nm) | Close | VTA |  | VTA |  | VTA |  | VTA | VTA |  | VTA |  | VTA |  | VTA |  | VTA | VTA |  | VTA | F001 | UT01 | 40000 | Steam & Power Generation and Distribution | CER
Control Valve | 400PCV -6256A | VTA | VTA | VTA |  | VTA |  | VTA |  | VTA | 11261 | VTA | VTA | VTA (Nm) | VTA (Nm) | VTA (Nm) | VTA (Nm) | VTA (Nm) | Close | VTA |  | VTA |  | VTA |  | VTA | VTA |  | VTA |  | VTA |  | VTA |  | VTA | VTA |  | VTA | F001 | UT01 | 40000 | Steam & Power Generation and Distribution | CER
Control Valve | 400PCV -6238B | VTA | VTA | VTA |  | VTA |  | VTA |  | VTA | 12021 | VTA | VTA | VTA (Nm) | VTA (Nm) | VTA (Nm) | VTA (Nm) | VTA (Nm) | Open | VTA |  | VTA |  | VTA |  | VTA | VTA |  | VTA |  | VTA |  | VTA |  | VTA | VTA |  | VTA | F001 | UT01 | 40000 | Steam & Power Generation and Distribution | CER
Control Valve | 400PCV -6238A | VTA | VTA | VTA |  | VTA |  | VTA |  | VTA | 11261 | VTA | VTA | VTA (Nm) | VTA (Nm) | VTA (Nm) | VTA (Nm) | VTA (Nm) | Close | VTA |  | VTA |  | VTA |  | VTA | VTA |  | VTA |  | VTA |  | VTA |  | VTA | VTA |  | VTA | F001 | UT01 | 40000 | Steam & Power Generation and Distribution | CER
Control Valve | 400PCV -6156B | VTA | VTA | VTA |  | VTA |  | VTA |  | VTA | 11201 | VTA | VTA | VTA (Nm) | VTA (Nm) | VTA (Nm) | VTA (Nm) | VTA (Nm) | Close | VTA |  | VTA |  | VTA |  | VTA | VTA |  | VTA |  | VTA |  | VTA |  | VTA | VTA |  | VTA | F001 | UT01 | 40000 | Steam & Power Generation and Distribution | CER
Control Valve | 400PCV -6156A | VTA | VTA | VTA |  | VTA |  | VTA |  | VTA | 11261 | VTA | VTA | VTA (Nm) | VTA (Nm) | VTA (Nm) | VTA (Nm) | VTA (Nm) | Close | VTA |  | VTA |  | VTA |  | VTA | VTA |  | VTA |  | VTA |  | VTA |  | VTA | VTA |  | VTA | F001 | UT01 | 40000 | Steam & Power Generation and Distribution | CER
Control Valve | 400PCV -6138B | VTA | VTA | VTA |  | VTA |  | VTA |  | VTA | 12021 | VTA | VTA | VTA (Nm) | VTA (Nm) | VTA (Nm) | VTA (Nm) | VTA (Nm) | Open | VTA |  | VTA |  | VTA |  | VTA | VTA |  | VTA |  | VTA |  | VTA |  | VTA | VTA |  | VTA | F001 | UT01 | 40000 | Steam & Power Generation and Distribution | CER
Control Valve | 400PCV -6138A | VTA | VTA | VTA |  | VTA |  | VTA |  | VTA | 11261 | VTA | VTA | VTA (Nm) | VTA (Nm) | VTA (Nm) | VTA (Nm) | VTA (Nm) | Close | VTA |  | VTA |  | VTA |  | VTA | VTA |  | VTA |  | VTA |  | VTA |  | VTA | VTA |  | VTA | F001 | UT01 | 40000 | Steam & Power Generation and Distribution | CER
Control Valve | 400PDCV -6340 | VTA | VTA | VTA |  | VTA |  | VTA |  | VTA | 11021 | VTA | VTA | VTA (Nm) | VTA (Nm) | VTA (Nm) | VTA (Nm) | VTA (Nm) | Close | VTA |  | VTA |  | VTA |  | VTA | VTA |  | VTA |  | VTA |  | VTA |  | VTA | VTA |  | VTA | F001 | UT01 | 40000 | Steam & Power Generation and Distribution | CER
Control Valve | 400PDCV -6240 | VTA | VTA | VTA |  | VTA |  | VTA |  | VTA | 11021 | VTA | VTA | VTA (Nm) | VTA (Nm) | VTA (Nm) | VTA (Nm) | VTA (Nm) | Close | VTA |  | VTA |  | VTA |  | VTA | VTA |  | VTA |  | VTA |  | VTA |  | VTA | VTA |  | VTA | F001 | UT01 | 40000 | Steam & Power Generation and Distribution | CER
Control Valve | 400PDCV -6140 | VTA | VTA | VTA |  | VTA |  | VTA |  | VTA | 11021 | VTA | VTA | VTA (Nm) | VTA (Nm) | VTA (Nm) | VTA (Nm) | VTA (Nm) | Close | VTA |  | VTA |  | VTA |  | VTA | VTA |  | VTA |  | VTA |  | VTA |  | VTA | VTA |  | VTA | F001 | UT01 | 40000 | Steam & Power Generation and Distribution | CER
Control Valve | 400FCV -6313 | VTA | VTA | VTA |  | VTA |  | VTA |  | VTA | 11201 | VTA | VTA | VTA (Nm) | VTA (Nm) | VTA (Nm) | VTA (Nm) | VTA (Nm) | Open | VTA |  | VTA |  | VTA |  | VTA | VTA |  | VTA |  | VTA |  | VTA |  | VTA | VTA |  | VTA | F001 | UT01 | 40000 | Steam & Power Generation and Distribution | CER
Control Valve | 400LCV -6311 | VTA | VTA | VTA |  | VTA |  | VTA |  | VTA | 11201 | VTA | VTA | VTA (Nm) | VTA (Nm) | VTA (Nm) | VTA (Nm) | VTA (Nm) | Close | VTA |  | VTA |  | VTA |  | VTA | VTA |  | VTA |  | VTA |  | VTA |  | VTA | VTA |  | VTA | F001 | UT01 | 40000 | Steam & Power Generation and Distribution | CER
Control Valve | 400FCV -6213 | VTA | VTA | VTA |  | VTA |  | VTA |  | VTA | 11201 | VTA | VTA | VTA (Nm) | VTA (Nm) | VTA (Nm) | VTA (Nm) | VTA (Nm) | Open | VTA |  | VTA |  | VTA |  | VTA | VTA |  | VTA |  | VTA |  | VTA |  | VTA | VTA |  | VTA | F001 | UT01 | 40000 | Steam & Power Generation and Distribution | CER
Control Valve | 400LCV -6211 | VTA | VTA | VTA |  | VTA |  | VTA |  | VTA | 11201 | VTA | VTA | VTA (Nm) | VTA (Nm) | VTA (Nm) | VTA (Nm) | VTA (Nm) | Close | VTA |  | VTA |  | VTA |  | VTA | VTA |  | VTA |  | VTA |  | VTA |  | VTA | VTA |  | VTA | F001 | UT01 | 40000 | Steam & Power Generation and Distribution | CER
Control Valve | 400FCV -6113 | VTA | VTA | VTA |  | VTA |  | VTA |  | VTA | 11201 | VTA | VTA | VTA (Nm) | VTA (Nm) | VTA (Nm) | VTA (Nm) | VTA (Nm) | Open | VTA |  | VTA |  | VTA |  | VTA | VTA |  | VTA |  | VTA |  | VTA |  | VTA | VTA |  | VTA | F001 | UT01 | 40000 | Steam & Power Generation and Distribution | CER
Control Valve | 400LCV -6111 | VTA | VTA | VTA |  | VTA |  | VTA |  | VTA | 11201 | VTA | VTA | VTA (Nm) | VTA (Nm) | VTA (Nm) | VTA (Nm) | VTA (Nm) | Close | VTA |  | VTA |  | VTA |  | VTA | VTA |  | VTA |  | VTA |  | VTA |  | VTA | VTA |  | VTA | F001 | UT01 | 40000 | Steam & Power Generation and Distribution | CER
Control Valve | 400TCV -1013 | VTA | VTA | VTA |  | VTA |  | VTA |  | VTA | 091011X | VTA | VTA | VTA (Nm) | VTA (Nm) | VTA (Nm) | VTA (Nm) | VTA (Nm) | Close | VTA |  | VTA |  | VTA |  | VTA | VTA |  | VTA |  | VTA |  | VTA |  | VTA | VTA |  | VTA | F001 | UT01 | 40000 | Steam & Power Generation and Distribution | IR0P
Control Valve | 400TCV -1002 | VTA | VTA | VTA |  | VTA |  | VTA |  | VTA | 091011X | VTA | VTA | VTA (Nm) | VTA (Nm) | VTA (Nm) | VTA (Nm) | VTA (Nm) | Close | VTA |  | VTA |  | VTA |  | VTA | VTA |  | VTA |  | VTA |  | VTA |  | VTA | VTA |  | VTA | F001 | UT01 | 40000 | Steam & Power Generation and Distribution | IR0P
Control Valve | 400PCV -1001B | VTA | VTA | VTA |  | VTA |  | VTA |  | VTA | 092051S | VTA | VTA | VTA (Nm) | VTA (Nm) | VTA (Nm) | VTA (Nm) | VTA (Nm) | Close | VTA |  | VTA |  | VTA |  | VTA | VTA |  | VTA |  | VTA |  | VTA |  | VTA | VTA |  | VTA | F001 | UT01 | 40000 | Steam & Power Generation and Distribution | IR0P
Control Valve | 400PCV -1001A | VTA | VTA | VTA |  | VTA |  | VTA |  | VTA | 092051S | VTA | VTA | VTA (Nm) | VTA (Nm) | VTA (Nm) | VTA (Nm) | VTA (Nm) | Close | VTA |  | VTA |  | VTA |  | VTA | VTA |  | VTA |  | VTA |  | VTA |  | VTA | VTA |  | VTA | F001 | UT01 | 40000 | Steam & Power Generation and Distribution | IR0P
Control Valve | 400PCV -1029 | VTA | VTA | VTA |  | VTA |  | VTA |  | VTA | LR031412X | VTA | VTA | VTA (Nm) | VTA (Nm) | VTA (Nm) | VTA (Nm) | VTA (Nm) | Close | VTA |  | VTA |  | VTA |  | VTA | VTA |  | VTA |  | VTA |  | VTA |  | VTA | VTA |  | VTA | F001 | UT01 | 40000 | Steam & Power Generation and Distribution | IR0P
Control Valve | 400PCV -4011 | VTA | VTA | VTA |  | VTA |  | VTA |  | VTA | 1 | VTA | VTA | VTA (Nm) | VTA (Nm) | VTA (Nm) | VTA (Nm) | VTA (Nm) | Close | VTA |  | VTA |  | VTA |  | VTA | VTA |  | VTA |  | VTA |  | VTA |  | VTA | VTA |  | VTA | F001 | UT01 | 40000 | Steam & Power Generation and Distribution | IR0P
Control Valve | 400PCV -1005 | VTA | VTA | VTA |  | VTA |  | VTA |  | VTA | 011261S | VTA | VTA | VTA (Nm) | VTA (Nm) | VTA (Nm) | VTA (Nm) | VTA (Nm) | Close | VTA |  | VTA |  | VTA |  | VTA | VTA |  | VTA |  | VTA |  | VTA |  | VTA | VTA |  | VTA | F001 | UT01 | 40000 | Steam & Power Generation and Distribution | IR1SB
Severe service cv | 400HCV -1011 | VTA | VTA | VTA |  | VTA |  | VTA |  | VTA | 092051S | VTA | VTA | VTA (Nm) | VTA (Nm) | VTA (Nm) | VTA (Nm) | VTA (Nm) | Close | VTA |  | VTA |  | VTA |  | VTA | VTA |  | VTA |  | VTA |  | VTA |  | VTA | VTA |  | VTA | F001 | UT01 | 40000 | Steam & Power Generation and Distribution | IR1SB
Severe service cv | 400PCV -1004 | VTA | VTA | VTA |  | VTA |  | VTA |  | VTA | 092051S | VTA | VTA | VTA (Nm) | VTA (Nm) | VTA (Nm) | VTA (Nm) | VTA (Nm) | Close | VTA |  | VTA |  | VTA |  | VTA | VTA |  | VTA |  | VTA |  | VTA |  | VTA | VTA |  | VTA | F001 | UT01 | 40000 | Steam & Power Generation and Distribution | IR0P
Control Valve | 410LCV -1001B | VTA | VTA | VTA |  | VTA |  | VTA |  | VTA | 031011X | VTA | VTA | VTA (Nm) | VTA (Nm) | VTA (Nm) | VTA (Nm) | VTA (Nm) | Close | VTA |  | VTA |  | VTA |  | VTA | VTA |  | VTA |  | VTA |  | VTA |  | VTA | VTA |  | VTA | F001 | UT01 | 41000 | Steam Condensate Recovery & Distribution | IR1SB
Control Valve | 410LCV -1011 | VTA | VTA | VTA |  | VTA |  | VTA |  | VTA | 011011X | VTA | VTA | VTA (Nm) | VTA (Nm) | VTA (Nm) | VTA (Nm) | VTA (Nm) | Close | VTA |  | VTA |  | VTA |  | VTA | VTA |  | VTA |  | VTA |  | VTA |  | VTA | VTA |  | VTA | F001 | UT01 | 41000 | Steam Condensate Recovery & Distribution | IR0P
Control Valve | 410LCV -1010 | VTA | VTA | VTA |  | VTA |  | VTA |  | VTA | 011011X | VTA | VTA | VTA (Nm) | VTA (Nm) | VTA (Nm) | VTA (Nm) | VTA (Nm) | Close | VTA |  | VTA |  | VTA |  | VTA | VTA |  | VTA |  | VTA |  | VTA |  | VTA | VTA |  | VTA | F001 | UT01 | 41000 | Steam Condensate Recovery & Distribution | IR0P
Control Valve | 410PCV -1006 | VTA | VTA | VTA |  | VTA |  | VTA |  | VTA | 11 | VTA | VTA | VTA (Nm) | VTA (Nm) | VTA (Nm) | VTA (Nm) | VTA (Nm) | Close | VTA |  | VTA |  | VTA |  | VTA | VTA |  | VTA |  | VTA |  | VTA |  | VTA | VTA |  | VTA | F001 | UT01 | 41000 | Steam Condensate Recovery & Distribution | CER
Control Valve | 410PCV -4029 | VTA | VTA | VTA |  | VTA |  | VTA |  | VTA | 10 | VTA | VTA | VTA (Nm) | VTA (Nm) | VTA (Nm) | VTA (Nm) | VTA (Nm) | Open | VTA |  | VTA |  | VTA |  | VTA | VTA |  | VTA |  | VTA |  | VTA |  | VTA | VTA |  | VTA | F001 | UT01 | 41000 | Steam Condensate Recovery & Distribution | CER
Control Valve | 410LCV -4013 | VTA | VTA | VTA |  | VTA |  | VTA |  | VTA | 35 | VTA | VTA | VTA (Nm) | VTA (Nm) | VTA (Nm) | VTA (Nm) | VTA (Nm) | Close | VTA |  | VTA |  | VTA |  | VTA | VTA |  | VTA |  | VTA |  | VTA |  | VTA | VTA |  | VTA | F001 | UT01 | 41000 | Steam Condensate Recovery & Distribution | CER
Control Valve | 410PCV -1011 | VTA | VTA | VTA |  | VTA |  | VTA |  | VTA | 011261S | VTA | VTA | VTA (Nm) | VTA (Nm) | VTA (Nm) | VTA (Nm) | VTA (Nm) | Open | VTA |  | VTA |  | VTA |  | VTA | VTA |  | VTA |  | VTA |  | VTA |  | VTA | VTA |  | VTA | F001 | UT01 | 41000 | Steam Condensate Recovery & Distribution | IR0P
Control Valve | 410LCV -1005 | VTA | VTA | VTA |  | VTA |  | VTA |  | VTA | 011011X | VTA | VTA | VTA (Nm) | VTA (Nm) | VTA (Nm) | VTA (Nm) | VTA (Nm) | Close | VTA |  | VTA |  | VTA |  | VTA | VTA |  | VTA |  | VTA |  | VTA |  | VTA | VTA |  | VTA | F001 | UT01 | 41000 | Steam Condensate Recovery & Distribution | IR0P
Control Valve | 410FCV -1002 | VTA | VTA | VTA |  | VTA |  | VTA |  | VTA | 011011X | VTA | VTA | VTA (Nm) | VTA (Nm) | VTA (Nm) | VTA (Nm) | VTA (Nm) | Open | VTA |  | VTA |  | VTA |  | VTA | VTA |  | VTA |  | VTA |  | VTA |  | VTA | VTA |  | VTA | F001 | UT01 | 41000 | Steam Condensate Recovery & Distribution | IR0P
Control Valve | 410PCV -1008 | VTA | VTA | VTA |  | VTA |  | VTA |  | VTA | 011261S | VTA | VTA | VTA (Nm) | VTA (Nm) | VTA (Nm) | VTA (Nm) | VTA (Nm) | Open | VTA |  | VTA |  | VTA |  | VTA | VTA |  | VTA |  | VTA |  | VTA |  | VTA | VTA |  | VTA | F001 | UT01 | 41000 | Steam Condensate Recovery & Distribution | IR1SB
Control Valve | 410LCV -1004 | VTA | VTA | VTA |  | VTA |  | VTA |  | VTA | 011011X | VTA | VTA | VTA (Nm) | VTA (Nm) | VTA (Nm) | VTA (Nm) | VTA (Nm) | Close | VTA |  | VTA |  | VTA |  | VTA | VTA |  | VTA |  | VTA |  | VTA |  | VTA | VTA |  | VTA | F001 | UT01 | 41000 | Steam Condensate Recovery & Distribution | IR1SB
Control Valve | 410PCV -4018B | VTA | VTA | VTA |  | VTA |  | VTA |  | VTA | 08 | VTA | VTA | VTA (Nm) | VTA (Nm) | VTA (Nm) | VTA (Nm) | VTA (Nm) | Open | VTA |  | VTA |  | VTA |  | VTA | VTA |  | VTA |  | VTA |  | VTA |  | VTA | VTA |  | VTA | F001 | UT01 | 41000 | Steam Condensate Recovery & Distribution | CER
Control Valve | 410PCV -4018A | VTA | VTA | VTA |  | VTA |  | VTA |  | VTA | 07 | VTA | VTA | VTA (Nm) | VTA (Nm) | VTA (Nm) | VTA (Nm) | VTA (Nm) | Close | VTA |  | VTA |  | VTA |  | VTA | VTA |  | VTA |  | VTA |  | VTA |  | VTA | VTA |  | VTA | F001 | UT01 | 41000 | Steam Condensate Recovery & Distribution | CER
Control Valve | 410PCV -1007 | VTA | VTA | VTA |  | VTA |  | VTA |  | VTA | 09 | VTA | VTA | VTA (Nm) | VTA (Nm) | VTA (Nm) | VTA (Nm) | VTA (Nm) | Close | VTA |  | VTA |  | VTA |  | VTA | VTA |  | VTA |  | VTA |  | VTA |  | VTA | VTA |  | VTA | F001 | UT01 | 41000 | Steam Condensate Recovery & Distribution | CER
Control Valve | 410LCV -4005 | VTA | VTA | VTA |  | VTA |  | VTA |  | VTA | 34 | VTA | VTA | VTA (Nm) | VTA (Nm) | VTA (Nm) | VTA (Nm) | VTA (Nm) | Close | VTA |  | VTA |  | VTA |  | VTA | VTA |  | VTA |  | VTA |  | VTA |  | VTA | VTA |  | VTA | F001 | UT01 | 41000 | Steam Condensate Recovery & Distribution | CER
Control Valve | 410FCV -4010 | VTA | VTA | VTA |  | VTA |  | VTA |  | VTA | 19 | VTA | VTA | VTA (Nm) | VTA (Nm) | VTA (Nm) | VTA (Nm) | VTA (Nm) | Open | VTA |  | VTA |  | VTA |  | VTA | VTA |  | VTA |  | VTA |  | VTA |  | VTA | VTA |  | VTA | F001 | UT01 | 41000 | Steam Condensate Recovery & Distribution | CER
Control Valve | 410PCV -1003 | VTA | VTA | VTA |  | VTA |  | VTA |  | VTA | 011261S | VTA | VTA | VTA (Nm) | VTA (Nm) | VTA (Nm) | VTA (Nm) | VTA (Nm) | Open | VTA |  | VTA |  | VTA |  | VTA | VTA |  | VTA |  | VTA |  | VTA |  | VTA | VTA |  | VTA | F001 | UT01 | 41000 | Steam Condensate Recovery & Distribution | IR1SB
Control Valve | 410LCV -1001A | VTA | VTA | VTA |  | VTA |  | VTA |  | VTA | 031011X | VTA | VTA | VTA (Nm) | VTA (Nm) | VTA (Nm) | VTA (Nm) | VTA (Nm) | Close | VTA |  | VTA |  | VTA |  | VTA | VTA |  | VTA |  | VTA |  | VTA |  | VTA | VTA |  | VTA | F001 | UT01 | 41000 | Steam Condensate Recovery & Distribution | IR1SB
Control Valve | 410FCV -1001 | VTA | VTA | VTA |  | VTA |  | VTA |  | VTA | 031011X | VTA | VTA | VTA (Nm) | VTA (Nm) | VTA (Nm) | VTA (Nm) | VTA (Nm) | Open | VTA |  | VTA |  | VTA |  | VTA | VTA |  | VTA |  | VTA |  | VTA |  | VTA | VTA |  | VTA | F001 | UT01 | 41000 | Steam Condensate Recovery & Distribution | IR1SB
Control Valve | 410TCV -4005 | VTA | VTA | VTA |  | VTA |  | VTA |  | VTA | 37 | VTA | VTA | VTA (Nm) | VTA (Nm) | VTA (Nm) | VTA (Nm) | VTA (Nm) | Open | VTA |  | VTA |  | VTA |  | VTA | VTA |  | VTA |  | VTA |  | VTA |  | VTA | VTA |  | VTA | F001 | UT01 | 41000 | Steam Condensate Recovery & Distribution | CER
Control Valve | 410FCV -4009 | VTA | VTA | VTA |  | VTA |  | VTA |  | VTA | 18 | VTA | VTA | VTA (Nm) | VTA (Nm) | VTA (Nm) | VTA (Nm) | VTA (Nm) | Open | VTA |  | VTA |  | VTA |  | VTA | VTA |  | VTA |  | VTA |  | VTA |  | VTA | VTA |  | VTA | F001 | UT01 | 41000 | Steam Condensate Recovery & Distribution | CER
Control Valve | 410FCV -4008 | VTA | VTA | VTA |  | VTA |  | VTA |  | VTA | 18 | VTA | VTA | VTA (Nm) | VTA (Nm) | VTA (Nm) | VTA (Nm) | VTA (Nm) | Open | VTA |  | VTA |  | VTA |  | VTA | VTA |  | VTA |  | VTA |  | VTA |  | VTA | VTA |  | VTA | F001 | UT01 | 41000 | Steam Condensate Recovery & Distribution | CER
Control Valve | 410FCV -4007 | VTA | VTA | VTA |  | VTA |  | VTA |  | VTA | 18 | VTA | VTA | VTA (Nm) | VTA (Nm) | VTA (Nm) | VTA (Nm) | VTA (Nm) | Open | VTA |  | VTA |  | VTA |  | VTA | VTA |  | VTA |  | VTA |  | VTA |  | VTA | VTA |  | VTA | F001 | UT01 | 41000 | Steam Condensate Recovery & Distribution | CER
Control Valve | 410FCV -4006 | VTA | VTA | VTA |  | VTA |  | VTA |  | VTA | 18 | VTA | VTA | VTA (Nm) | VTA (Nm) | VTA (Nm) | VTA (Nm) | VTA (Nm) | Open | VTA |  | VTA |  | VTA |  | VTA | VTA |  | VTA |  | VTA |  | VTA |  | VTA | VTA |  | VTA | F001 | UT01 | 41000 | Steam Condensate Recovery & Distribution | CER
Control Valve | 410FCV -4005 | VTA | VTA | VTA |  | VTA |  | VTA |  | VTA | 17 | VTA | VTA | VTA (Nm) | VTA (Nm) | VTA (Nm) | VTA (Nm) | VTA (Nm) | Open | VTA |  | VTA |  | VTA |  | VTA | VTA |  | VTA |  | VTA |  | VTA |  | VTA | VTA |  | VTA | F001 | UT01 | 41000 | Steam Condensate Recovery & Distribution | CER
Control Valve | 410PCV -4007B | VTA | VTA | VTA |  | VTA |  | VTA |  | VTA | 05 | VTA | VTA | VTA (Nm) | VTA (Nm) | VTA (Nm) | VTA (Nm) | VTA (Nm) | Open | VTA |  | VTA |  | VTA |  | VTA | VTA |  | VTA |  | VTA |  | VTA |  | VTA | VTA |  | VTA | F001 | UT01 | 41000 | Steam Condensate Recovery & Distribution | CER
Control Valve | 410PCV -4007A | VTA | VTA | VTA |  | VTA |  | VTA |  | VTA | 06 | VTA | VTA | VTA (Nm) | VTA (Nm) | VTA (Nm) | VTA (Nm) | VTA (Nm) | Close | VTA |  | VTA |  | VTA |  | VTA | VTA |  | VTA |  | VTA |  | VTA |  | VTA | VTA |  | VTA | F001 | UT01 | 41000 | Steam Condensate Recovery & Distribution | CER
Control Valve | 410PCV -4061 | VTA | VTA | VTA |  | VTA |  | VTA |  | VTA | 02 | VTA | VTA | VTA (Nm) | VTA (Nm) | VTA (Nm) | VTA (Nm) | VTA (Nm) | Open | VTA |  | VTA |  | VTA |  | VTA | VTA |  | VTA |  | VTA |  | VTA |  | VTA | VTA |  | VTA | F001 | UT01 | 41000 | Steam Condensate Recovery & Distribution | CER
Control Valve | 410PCV -4004B | VTA | VTA | VTA |  | VTA |  | VTA |  | VTA | 03 | VTA | VTA | VTA (Nm) | VTA (Nm) | VTA (Nm) | VTA (Nm) | VTA (Nm) | Open | VTA |  | VTA |  | VTA |  | VTA | VTA |  | VTA |  | VTA |  | VTA |  | VTA | VTA |  | VTA | F001 | UT01 | 41000 | Steam Condensate Recovery & Distribution | CER
Control Valve | 410PCV -4004A | VTA | VTA | VTA |  | VTA |  | VTA |  | VTA | 04 | VTA | VTA | VTA (Nm) | VTA (Nm) | VTA (Nm) | VTA (Nm) | VTA (Nm) | Close | VTA |  | VTA |  | VTA |  | VTA | VTA |  | VTA |  | VTA |  | VTA |  | VTA | VTA |  | VTA | F001 | UT01 | 41000 | Steam Condensate Recovery & Distribution | CER
Control Valve | 420FCV -4053 | VTA | VTA | VTA |  | VTA |  | VTA |  | VTA | 23 | VTA | VTA | VTA (Nm) | VTA (Nm) | VTA (Nm) | VTA (Nm) | VTA (Nm) | Close | VTA |  | VTA |  | VTA |  | VTA | VTA |  | VTA |  | VTA |  | VTA |  | VTA | VTA |  | VTA | F001 | UT01 | 42000 | Sea Water Cooling System | CER
Control Valve | 420FCV -4052 | VTA | VTA | VTA |  | VTA |  | VTA |  | VTA | 23 | VTA | VTA | VTA (Nm) | VTA (Nm) | VTA (Nm) | VTA (Nm) | VTA (Nm) | Close | VTA |  | VTA |  | VTA |  | VTA | VTA |  | VTA |  | VTA |  | VTA |  | VTA | VTA |  | VTA | F001 | UT01 | 42000 | Sea Water Cooling System | CER
Control Valve | 420FCV -1004 | VTA | VTA | VTA |  | VTA |  | VTA |  | VTA | LR016410X | VTA | VTA | VTA (Nm) | VTA (Nm) | VTA (Nm) | VTA (Nm) | VTA (Nm) | Close | VTA |  | VTA |  | VTA |  | VTA | VTA |  | VTA |  | VTA |  | VTA |  | VTA | VTA |  | VTA | F001 | UT01 | 42000 | Sea Water Cooling System | IR0P
Control Valve | 420FCV -1003 | VTA | VTA | VTA |  | VTA |  | VTA |  | VTA | LR016410X | VTA | VTA | VTA (Nm) | VTA (Nm) | VTA (Nm) | VTA (Nm) | VTA (Nm) | Close | VTA |  | VTA |  | VTA |  | VTA | VTA |  | VTA |  | VTA |  | VTA |  | VTA | VTA |  | VTA | F001 | UT01 | 42000 | Sea Water Cooling System | IR0P
Control Valve | 420FCV -1002 | VTA | VTA | VTA |  | VTA |  | VTA |  | VTA | LR016410X | VTA | VTA | VTA (Nm) | VTA (Nm) | VTA (Nm) | VTA (Nm) | VTA (Nm) | Close | VTA |  | VTA |  | VTA |  | VTA | VTA |  | VTA |  | VTA |  | VTA |  | VTA | VTA |  | VTA | F001 | UT01 | 42000 | Sea Water Cooling System | IR0P
Control Valve | 420FCV -1001 | VTA | VTA | VTA |  | VTA |  | VTA |  | VTA | LR016410X | VTA | VTA | VTA (Nm) | VTA (Nm) | VTA (Nm) | VTA (Nm) | VTA (Nm) | Close | VTA |  | VTA |  | VTA |  | VTA | VTA |  | VTA |  | VTA |  | VTA |  | VTA | VTA |  | VTA | F001 | UT01 | 42000 | Sea Water Cooling System | IR0P
Control Valve | 420FCV -4036 | VTA | VTA | VTA |  | VTA |  | VTA |  | VTA | 21 | VTA | VTA | VTA (Nm) | VTA (Nm) | VTA (Nm) | VTA (Nm) | VTA (Nm) | Close | VTA |  | VTA |  | VTA |  | VTA | VTA |  | VTA |  | VTA |  | VTA |  | VTA | VTA |  | VTA | F001 | UT01 | 42000 | Sea Water Cooling System | CER
Control Valve | 420FCV -4035 | VTA | VTA | VTA |  | VTA |  | VTA |  | VTA | 21 | VTA | VTA | VTA (Nm) | VTA (Nm) | VTA (Nm) | VTA (Nm) | VTA (Nm) | Close | VTA |  | VTA |  | VTA |  | VTA | VTA |  | VTA |  | VTA |  | VTA |  | VTA | VTA |  | VTA | F001 | UT01 | 42000 | Sea Water Cooling System | CER
Control Valve | 420FCV -4026 | VTA | VTA | VTA |  | VTA |  | VTA |  | VTA | 21 | VTA | VTA | VTA (Nm) | VTA (Nm) | VTA (Nm) | VTA (Nm) | VTA (Nm) | Close | VTA |  | VTA |  | VTA |  | VTA | VTA |  | VTA |  | VTA |  | VTA |  | VTA | VTA |  | VTA | F001 | UT01 | 42000 | Sea Water Cooling System | CER
Control Valve | 420FCV -4025 | VTA | VTA | VTA |  | VTA |  | VTA |  | VTA | 21 | VTA | VTA | VTA (Nm) | VTA (Nm) | VTA (Nm) | VTA (Nm) | VTA (Nm) | Close | VTA |  | VTA |  | VTA |  | VTA | VTA |  | VTA |  | VTA |  | VTA |  | VTA | VTA |  | VTA | F001 | UT01 | 42000 | Sea Water Cooling System | CER
Control Valve | 420FCV -4016 | VTA | VTA | VTA |  | VTA |  | VTA |  | VTA | 21 | VTA | VTA | VTA (Nm) | VTA (Nm) | VTA (Nm) | VTA (Nm) | VTA (Nm) | Close | VTA |  | VTA |  | VTA |  | VTA | VTA |  | VTA |  | VTA |  | VTA |  | VTA | VTA |  | VTA | F001 | UT01 | 42000 | Sea Water Cooling System | CER
Control Valve | 420FCV -4015 | VTA | VTA | VTA |  | VTA |  | VTA |  | VTA | 21 | VTA | VTA | VTA (Nm) | VTA (Nm) | VTA (Nm) | VTA (Nm) | VTA (Nm) | Close | VTA |  | VTA |  | VTA |  | VTA | VTA |  | VTA |  | VTA |  | VTA |  | VTA | VTA |  | VTA | F001 | UT01 | 42000 | Sea Water Cooling System | CER
Control Valve | 420FCV -4006 | VTA | VTA | VTA |  | VTA |  | VTA |  | VTA | 21 | VTA | VTA | VTA (Nm) | VTA (Nm) | VTA (Nm) | VTA (Nm) | VTA (Nm) | Close | VTA |  | VTA |  | VTA |  | VTA | VTA |  | VTA |  | VTA |  | VTA |  | VTA | VTA |  | VTA | F001 | UT01 | 42000 | Sea Water Cooling System | CER
Control Valve | 420FCV -4005 | VTA | VTA | VTA |  | VTA |  | VTA |  | VTA | 21 | VTA | VTA | VTA (Nm) | VTA (Nm) | VTA (Nm) | VTA (Nm) | VTA (Nm) | Close | VTA |  | VTA |  | VTA |  | VTA | VTA |  | VTA |  | VTA |  | VTA |  | VTA | VTA |  | VTA | F001 | UT01 | 42000 | Sea Water Cooling System | CER
Control Valve | 430FCV -4038 | VTA | VTA | VTA |  | VTA |  | VTA |  | VTA | 33 | VTA | VTA | VTA (Nm) | VTA (Nm) | VTA (Nm) | VTA (Nm) | VTA (Nm) | Open | VTA |  | VTA |  | VTA |  | VTA | VTA |  | VTA |  | VTA |  | VTA |  | VTA | VTA |  | VTA | F001 | UT01 | 43000 | Service, Potable Water and Demin Facilities | CER
Control Valve | 430LCV -4007 | VTA | VTA | VTA |  | VTA |  | VTA |  | VTA | 36 | VTA | VTA | VTA (Nm) | VTA (Nm) | VTA (Nm) | VTA (Nm) | VTA (Nm) | Close | VTA |  | VTA |  | VTA |  | VTA | VTA |  | VTA |  | VTA |  | VTA |  | VTA | VTA |  | VTA | F001 | UT01 | 43000 | Service, Potable Water and Demin Facilities | CER
Control Valve | 430FCV -4036 | VTA | VTA | VTA |  | VTA |  | VTA |  | VTA | 32 | VTA | VTA | VTA (Nm) | VTA (Nm) | VTA (Nm) | VTA (Nm) | VTA (Nm) | Close | VTA |  | VTA |  | VTA |  | VTA | VTA |  | VTA |  | VTA |  | VTA |  | VTA | VTA |  | VTA | F001 | UT01 | 43000 | Service, Potable Water and Demin Facilities | CER
Control Valve | 430FCV -4031B | VTA | VTA | VTA |  | VTA |  | VTA |  | VTA | 30 | VTA | VTA | VTA (Nm) | VTA (Nm) | VTA (Nm) | VTA (Nm) | VTA (Nm) | Close | VTA |  | VTA |  | VTA |  | VTA | VTA |  | VTA |  | VTA |  | VTA |  | VTA | VTA |  | VTA | F001 | UT01 | 43000 | Service, Potable Water and Demin Facilities | CER
Control Valve | 430FCV -4031A | VTA | VTA | VTA |  | VTA |  | VTA |  | VTA | 30 | VTA | VTA | VTA (Nm) | VTA (Nm) | VTA (Nm) | VTA (Nm) | VTA (Nm) | Close | VTA |  | VTA |  | VTA |  | VTA | VTA |  | VTA |  | VTA |  | VTA |  | VTA | VTA |  | VTA | F001 | UT01 | 43000 | Service, Potable Water and Demin Facilities | CER
Control Valve | 430PCV -4082 | VTA | VTA | VTA |  | VTA |  | VTA |  | VTA | 51 | VTA | VTA | VTA (Nm) | VTA (Nm) | VTA (Nm) | VTA (Nm) | VTA (Nm) | Open | VTA |  | VTA |  | VTA |  | VTA | VTA |  | VTA |  | VTA |  | VTA |  | VTA | VTA |  | VTA | F001 | UT01 | 43000 | Service, Potable Water and Demin Facilities | CER
Control Valve | 430PCV -4080 | VTA | VTA | VTA |  | VTA |  | VTA |  | VTA | 51 | VTA | VTA | VTA (Nm) | VTA (Nm) | VTA (Nm) | VTA (Nm) | VTA (Nm) | Open | VTA |  | VTA |  | VTA |  | VTA | VTA |  | VTA |  | VTA |  | VTA |  | VTA | VTA |  | VTA | F001 | UT01 | 43000 | Service, Potable Water and Demin Facilities | CER
Control Valve | 430PCV -4078 | VTA | VTA | VTA |  | VTA |  | VTA |  | VTA | 51 | VTA | VTA | VTA (Nm) | VTA (Nm) | VTA (Nm) | VTA (Nm) | VTA (Nm) | Open | VTA |  | VTA |  | VTA |  | VTA | VTA |  | VTA |  | VTA |  | VTA |  | VTA | VTA |  | VTA | F001 | UT01 | 43000 | Service, Potable Water and Demin Facilities | CER
Control Valve | 430PCV -4076 | VTA | VTA | VTA |  | VTA |  | VTA |  | VTA | 51 | VTA | VTA | VTA (Nm) | VTA (Nm) | VTA (Nm) | VTA (Nm) | VTA (Nm) | Open | VTA |  | VTA |  | VTA |  | VTA | VTA |  | VTA |  | VTA |  | VTA |  | VTA | VTA |  | VTA | F001 | UT01 | 43000 | Service, Potable Water and Demin Facilities | CER
Control Valve | 430PCV -4074 | VTA | VTA | VTA |  | VTA |  | VTA |  | VTA | 51 | VTA | VTA | VTA (Nm) | VTA (Nm) | VTA (Nm) | VTA (Nm) | VTA (Nm) | Open | VTA |  | VTA |  | VTA |  | VTA | VTA |  | VTA |  | VTA |  | VTA |  | VTA | VTA |  | VTA | F001 | UT01 | 43000 | Service, Potable Water and Demin Facilities | CER
Control Valve | 430PCV -4072 | VTA | VTA | VTA |  | VTA |  | VTA |  | VTA | 51 | VTA | VTA | VTA (Nm) | VTA (Nm) | VTA (Nm) | VTA (Nm) | VTA (Nm) | Open | VTA |  | VTA |  | VTA |  | VTA | VTA |  | VTA |  | VTA |  | VTA |  | VTA | VTA |  | VTA | F001 | UT01 | 43000 | Service, Potable Water and Demin Facilities | CER
Control Valve | 430PCV -4042B | VTA | VTA | VTA |  | VTA |  | VTA |  | VTA | 15 | VTA | VTA | VTA (Nm) | VTA (Nm) | VTA (Nm) | VTA (Nm) | VTA (Nm) | Open | VTA |  | VTA |  | VTA |  | VTA | VTA |  | VTA |  | VTA |  | VTA |  | VTA | VTA |  | VTA | F001 | UT01 | 43000 | Service, Potable Water and Demin Facilities | CER
Control Valve | 430PCV -4042A | VTA | VTA | VTA |  | VTA |  | VTA |  | VTA | 14 | VTA | VTA | VTA (Nm) | VTA (Nm) | VTA (Nm) | VTA (Nm) | VTA (Nm) | Close | VTA |  | VTA |  | VTA |  | VTA | VTA |  | VTA |  | VTA |  | VTA |  | VTA | VTA |  | VTA | F001 | UT01 | 43000 | Service, Potable Water and Demin Facilities | CER
Control Valve | 430FCV -4028 | VTA | VTA | VTA |  | VTA |  | VTA |  | VTA | 28 | VTA | VTA | VTA (Nm) | VTA (Nm) | VTA (Nm) | VTA (Nm) | VTA (Nm) | Open | VTA |  | VTA |  | VTA |  | VTA | VTA |  | VTA |  | VTA |  | VTA |  | VTA | VTA |  | VTA | F001 | UT01 | 43000 | Service, Potable Water and Demin Facilities | CER
Control Valve | 430FCV -4023 | VTA | VTA | VTA |  | VTA |  | VTA |  | VTA | 28 | VTA | VTA | VTA (Nm) | VTA (Nm) | VTA (Nm) | VTA (Nm) | VTA (Nm) | Open | VTA |  | VTA |  | VTA |  | VTA | VTA |  | VTA |  | VTA |  | VTA |  | VTA | VTA |  | VTA | F001 | UT01 | 43000 | Service, Potable Water and Demin Facilities | CER
Control Valve | 430FCV -4022 | VTA | VTA | VTA |  | VTA |  | VTA |  | VTA | 28 | VTA | VTA | VTA (Nm) | VTA (Nm) | VTA (Nm) | VTA (Nm) | VTA (Nm) | Open | VTA |  | VTA |  | VTA |  | VTA | VTA |  | VTA |  | VTA |  | VTA |  | VTA | VTA |  | VTA | F001 | UT01 | 43000 | Service, Potable Water and Demin Facilities | CER
Control Valve | 430FCV -4032 | VTA | VTA | VTA |  | VTA |  | VTA |  | VTA | 31 | VTA | VTA | VTA (Nm) | VTA (Nm) | VTA (Nm) | VTA (Nm) | VTA (Nm) | Close | VTA |  | VTA |  | VTA |  | VTA | VTA |  | VTA |  | VTA |  | VTA |  | VTA | VTA |  | VTA | F001 | UT01 | 43000 | Service, Potable Water and Demin Facilities | CER
Control Valve | 430FCV -4013 | VTA | VTA | VTA |  | VTA |  | VTA |  | VTA | 27 | VTA | VTA | VTA (Nm) | VTA (Nm) | VTA (Nm) | VTA (Nm) | VTA (Nm) | Close | VTA |  | VTA |  | VTA |  | VTA | VTA |  | VTA |  | VTA |  | VTA |  | VTA | VTA |  | VTA | F001 | UT01 | 43000 | Service, Potable Water and Demin Facilities | CER
Control Valve | 430PCV -4001B | VTA | VTA | VTA |  | VTA |  | VTA |  | VTA | 12 | VTA | VTA | VTA (Nm) | VTA (Nm) | VTA (Nm) | VTA (Nm) | VTA (Nm) | Open | VTA |  | VTA |  | VTA |  | VTA | VTA |  | VTA |  | VTA |  | VTA |  | VTA | VTA |  | VTA | F001 | UT01 | 43000 | Service, Potable Water and Demin Facilities | CER
Control Valve | 430PCV -4001A | VTA | VTA | VTA |  | VTA |  | VTA |  | VTA | 13 | VTA | VTA | VTA (Nm) | VTA (Nm) | VTA (Nm) | VTA (Nm) | VTA (Nm) | Close | VTA |  | VTA |  | VTA |  | VTA | VTA |  | VTA |  | VTA |  | VTA |  | VTA | VTA |  | VTA | F001 | UT01 | 43000 | Service, Potable Water and Demin Facilities | CER
Control Valve | 430FCV -4029 | VTA | VTA | VTA |  | VTA |  | VTA |  | VTA | 24 | VTA | VTA | VTA (Nm) | VTA (Nm) | VTA (Nm) | VTA (Nm) | VTA (Nm) | Open | VTA |  | VTA |  | VTA |  | VTA | VTA |  | VTA |  | VTA |  | VTA |  | VTA | VTA |  | VTA | F001 | UT01 | 43000 | Service, Potable Water and Demin Facilities | CER
Control Valve | 430FCV -4005 | VTA | VTA | VTA |  | VTA |  | VTA |  | VTA | 25 | VTA | VTA | VTA (Nm) | VTA (Nm) | VTA (Nm) | VTA (Nm) | VTA (Nm) | Close | VTA |  | VTA |  | VTA |  | VTA | VTA |  | VTA |  | VTA |  | VTA |  | VTA | VTA |  | VTA | F001 | UT01 | 43000 | Service, Potable Water and Demin Facilities | CER
Control Valve | 430FCV -4003 | VTA | VTA | VTA |  | VTA |  | VTA |  | VTA | 24 | VTA | VTA | VTA (Nm) | VTA (Nm) | VTA (Nm) | VTA (Nm) | VTA (Nm) | Open | VTA |  | VTA |  | VTA |  | VTA | VTA |  | VTA |  | VTA |  | VTA |  | VTA | VTA |  | VTA | F001 | UT01 | 43000 | Service, Potable Water and Demin Facilities | CER
Control Valve | 430FCV -4001 | VTA | VTA | VTA |  | VTA |  | VTA |  | VTA | 24 | VTA | VTA | VTA (Nm) | VTA (Nm) | VTA (Nm) | VTA (Nm) | VTA (Nm) | Open | VTA |  | VTA |  | VTA |  | VTA | VTA |  | VTA |  | VTA |  | VTA |  | VTA | VTA |  | VTA | F001 | UT01 | 43000 | Service, Potable Water and Demin Facilities | CER
Control Valve | 430FCV -4006 | VTA | VTA | VTA |  | VTA |  | VTA |  | VTA | 26 | VTA | VTA | VTA (Nm) | VTA (Nm) | VTA (Nm) | VTA (Nm) | VTA (Nm) | Close | VTA |  | VTA |  | VTA |  | VTA | VTA |  | VTA |  | VTA |  | VTA |  | VTA | VTA |  | VTA | F001 | UT01 | 43000 | Service, Potable Water and Demin Facilities | CER
Control Valve | 430PCV -1040 | VTA | VTA | VTA |  | VTA |  | VTA |  | VTA | 031011X | VTA | VTA | VTA (Nm) | VTA (Nm) | VTA (Nm) | VTA (Nm) | VTA (Nm) | Close | VTA |  | VTA |  | VTA |  | VTA | VTA |  | VTA |  | VTA |  | VTA |  | VTA | VTA |  | VTA | F001 | UT01 | 43000 | Service, Potable Water and Demin Facilities | IR1SB
Severe service cv | 430PCV -1039 | VTA | VTA | VTA |  | VTA |  | VTA |  | VTA | 091011X | VTA | VTA | VTA (Nm) | VTA (Nm) | VTA (Nm) | VTA (Nm) | VTA (Nm) | Close | VTA |  | VTA |  | VTA |  | VTA | VTA |  | VTA |  | VTA |  | VTA |  | VTA | VTA |  | VTA | F001 | UT01 | 43000 | Service, Potable Water and Demin Facilities | IR0P
Control Valve | 430FCV -1009 | VTA | VTA | VTA |  | VTA |  | VTA |  | VTA | LR033470Z | VTA | VTA | VTA (Nm) | VTA (Nm) | VTA (Nm) | VTA (Nm) | VTA (Nm) | Close | VTA |  | VTA |  | VTA |  | VTA | VTA |  | VTA |  | VTA |  | VTA |  | VTA | VTA |  | VTA | F001 | UT01 | 43000 | Service, Potable Water and Demin Facilities | IR0P
Control Valve | 430FCV -1008 | VTA | VTA | VTA |  | VTA |  | VTA |  | VTA | LR033470Z | VTA | VTA | VTA (Nm) | VTA (Nm) | VTA (Nm) | VTA (Nm) | VTA (Nm) | Close | VTA |  | VTA |  | VTA |  | VTA | VTA |  | VTA |  | VTA |  | VTA |  | VTA | VTA |  | VTA | F001 | UT01 | 43000 | Service, Potable Water and Demin Facilities | IR0P
Control Valve | 430FCV -1007 | VTA | VTA | VTA |  | VTA |  | VTA |  | VTA | LR033470Z | VTA | VTA | VTA (Nm) | VTA (Nm) | VTA (Nm) | VTA (Nm) | VTA (Nm) | Close | VTA |  | VTA |  | VTA |  | VTA | VTA |  | VTA |  | VTA |  | VTA |  | VTA | VTA |  | VTA | F001 | UT01 | 43000 | Service, Potable Water and Demin Facilities | IR0P
Control Valve | 430PCV -1018B | VTA | VTA | VTA |  | VTA |  | VTA |  | VTA | 011261S | VTA | VTA | VTA (Nm) | VTA (Nm) | VTA (Nm) | VTA (Nm) | VTA (Nm) | Close | VTA |  | VTA |  | VTA |  | VTA | VTA |  | VTA |  | VTA |  | VTA |  | VTA | VTA |  | VTA | F001 | UT01 | 43000 | Service, Potable Water and Demin Facilities | IR0P
Control Valve | 430PCV -1018A | VTA | VTA | VTA |  | VTA |  | VTA |  | VTA | 011261S | VTA | VTA | VTA (Nm) | VTA (Nm) | VTA (Nm) | VTA (Nm) | VTA (Nm) | Close | VTA |  | VTA |  | VTA |  | VTA | VTA |  | VTA |  | VTA |  | VTA |  | VTA | VTA |  | VTA | F001 | UT01 | 43000 | Service, Potable Water and Demin Facilities | IR0P
Control Valve | 440PCV -1007K | VTA | VTA | VTA |  | VTA |  | VTA |  | VTA | 061472W | VTA | VTA | VTA (Nm) | VTA (Nm) | VTA (Nm) | VTA (Nm) | VTA (Nm) | Close | VTA |  | VTA |  | VTA |  | VTA | VTA |  | VTA |  | VTA |  | VTA |  | VTA | VTA |  | VTA | F001 | UT01 | 44000 | Fuel Gas Systems | IR1SB
Severe service cv | 440PCV -1007F | VTA | VTA | VTA |  | VTA |  | VTA |  | VTA | 063480Z | VTA | VTA | VTA (Nm) | VTA (Nm) | VTA (Nm) | VTA (Nm) | VTA (Nm) | Close | VTA |  | VTA |  | VTA |  | VTA | VTA |  | VTA |  | VTA |  | VTA |  | VTA | VTA |  | VTA | F001 | UT01 | 44000 | Fuel Gas Systems | IR1SB
Severe service cv | 440PCV -1007E | VTA | VTA | VTA |  | VTA |  | VTA |  | VTA | 063480Z | VTA | VTA | VTA (Nm) | VTA (Nm) | VTA (Nm) | VTA (Nm) | VTA (Nm) | Close | VTA |  | VTA |  | VTA |  | VTA | VTA |  | VTA |  | VTA |  | VTA |  | VTA | VTA |  | VTA | F001 | UT01 | 44000 | Fuel Gas Systems | IR1SB
Control Valve | 440PCV -1007D | VTA | VTA | VTA |  | VTA |  | VTA |  | VTA | 033480W | VTA | VTA | VTA (Nm) | VTA (Nm) | VTA (Nm) | VTA (Nm) | VTA (Nm) | Close | VTA |  | VTA |  | VTA |  | VTA | VTA |  | VTA |  | VTA |  | VTA |  | VTA | VTA |  | VTA | F001 | UT01 | 44000 | Fuel Gas Systems | IR1SB
Control Valve | 440PCV -1007C | VTA | VTA | VTA |  | VTA |  | VTA |  | VTA | 033480W | VTA | VTA | VTA (Nm) | VTA (Nm) | VTA (Nm) | VTA (Nm) | VTA (Nm) | Close | VTA |  | VTA |  | VTA |  | VTA | VTA |  | VTA |  | VTA |  | VTA |  | VTA | VTA |  | VTA | F001 | UT01 | 44000 | Fuel Gas Systems | IR1SB
Severe service cv | 440PCV -1007B | VTA | VTA | VTA |  | VTA |  | VTA |  | VTA | 061472X | VTA | VTA | VTA (Nm) | VTA (Nm) | VTA (Nm) | VTA (Nm) | VTA (Nm) | Close | VTA |  | VTA |  | VTA |  | VTA | VTA |  | VTA |  | VTA |  | VTA |  | VTA | VTA |  | VTA | F001 | UT01 | 44000 | Fuel Gas Systems | IR1SB
Severe service cv | 440PCV -1007A | VTA | VTA | VTA |  | VTA |  | VTA |  | VTA | 061472X | VTA | VTA | VTA (Nm) | VTA (Nm) | VTA (Nm) | VTA (Nm) | VTA (Nm) | Close | VTA |  | VTA |  | VTA |  | VTA | VTA |  | VTA |  | VTA |  | VTA |  | VTA | VTA |  | VTA | F001 | UT01 | 44000 | Fuel Gas Systems | IR1SB
Control Valve | 440PCV -1007L | VTA | VTA | VTA |  | VTA |  | VTA |  | VTA | 011492X | VTA | VTA | VTA (Nm) | VTA (Nm) | VTA (Nm) | VTA (Nm) | VTA (Nm) | Close | VTA |  | VTA |  | VTA |  | VTA | VTA |  | VTA |  | VTA |  | VTA |  | VTA | VTA |  | VTA | F001 | UT01 | 44000 | Fuel Gas Systems | IR0P
Control Valve | 440LCV -1011 | VTA | VTA | VTA |  | VTA |  | VTA |  | VTA | 011261S | VTA | VTA | VTA (Nm) | VTA (Nm) | VTA (Nm) | VTA (Nm) | VTA (Nm) | Close | VTA |  | VTA |  | VTA |  | VTA | VTA |  | VTA |  | VTA |  | VTA |  | VTA | VTA |  | VTA | F001 | UT01 | 44000 | Fuel Gas Systems | IR0P
Control Valve | 440FCV -1015 | VTA | VTA | VTA |  | VTA |  | VTA |  | VTA | 011261S | VTA | VTA | VTA (Nm) | VTA (Nm) | VTA (Nm) | VTA (Nm) | VTA (Nm) | Close | VTA |  | VTA |  | VTA |  | VTA | VTA |  | VTA |  | VTA |  | VTA |  | VTA | VTA |  | VTA | F001 | UT01 | 44000 | Fuel Gas Systems | IR0P
Control Valve | 440LSV -1005 | VTA | VTA | VTA |  | VTA |  | VTA |  | VTA | 013480Z | VTA | VTA | VTA (Nm) | VTA (Nm) | VTA (Nm) | VTA (Nm) | VTA (Nm) | Close | VTA |  | VTA |  | VTA |  | VTA | VTA |  | VTA |  | VTA |  | VTA |  | VTA | VTA |  | VTA | F001 | UT01 | 44000 | Fuel Gas Systems | IR0P
Control Valve | 440LCV -1002 | VTA | VTA | VTA |  | VTA |  | VTA |  | VTA | 011472S | VTA | VTA | VTA (Nm) | VTA (Nm) | VTA (Nm) | VTA (Nm) | VTA (Nm) | Close | VTA |  | VTA |  | VTA |  | VTA | VTA |  | VTA |  | VTA |  | VTA |  | VTA | VTA |  | VTA | F001 | UT01 | 44000 | Fuel Gas Systems | IR1SB
Control Valve | 440FCV -1007 | VTA | VTA | VTA |  | VTA |  | VTA |  | VTA | 011472S | VTA | VTA | VTA (Nm) | VTA (Nm) | VTA (Nm) | VTA (Nm) | VTA (Nm) | Close | VTA |  | VTA |  | VTA |  | VTA | VTA |  | VTA |  | VTA |  | VTA |  | VTA | VTA |  | VTA | F001 | UT01 | 44000 | Fuel Gas Systems | IR1SB
Control Valve | 450HCV -1038 | VTA | VTA | VTA |  | VTA |  | VTA |  | VTA | 011201X | VTA | VTA | VTA (Nm) | VTA (Nm) | VTA (Nm) | VTA (Nm) | VTA (Nm) | Last | VTA |  | VTA |  | VTA |  | VTA | VTA |  | VTA |  | VTA |  | VTA |  | VTA | VTA |  | VTA | F001 | UT01 | 45000 | Closed Cooling Water Systems | IR1SB
Control Valve | 450PCV -1070B | VTA | VTA | VTA |  | VTA |  | VTA |  | VTA | LR011412X | VTA | VTA | VTA (Nm) | VTA (Nm) | VTA (Nm) | VTA (Nm) | VTA (Nm) | Close | VTA |  | VTA |  | VTA |  | VTA | VTA |  | VTA |  | VTA |  | VTA |  | VTA | VTA |  | VTA | F001 | UT01 | 45000 | Closed Cooling Water Systems | IR0P
Control Valve | 450PCV -1070A | VTA | VTA | VTA |  | VTA |  | VTA |  | VTA | LR011412X | VTA | VTA | VTA (Nm) | VTA (Nm) | VTA (Nm) | VTA (Nm) | VTA (Nm) | Open | VTA |  | VTA |  | VTA |  | VTA | VTA |  | VTA |  | VTA |  | VTA |  | VTA | VTA |  | VTA | F001 | UT01 | 45000 | Closed Cooling Water Systems | IR0P
Control Valve | 450PCV -1001B | VTA | VTA | VTA |  | VTA |  | VTA |  | VTA | LR011412X | VTA | VTA | VTA (Nm) | VTA (Nm) | VTA (Nm) | VTA (Nm) | VTA (Nm) | Open | VTA |  | VTA |  | VTA |  | VTA | VTA |  | VTA |  | VTA |  | VTA |  | VTA | VTA |  | VTA | F001 | UT01 | 45000 | Closed Cooling Water Systems | IR0P
Control Valve | 450PCV -1001A | VTA | VTA | VTA |  | VTA |  | VTA |  | VTA | LR011412X | VTA | VTA | VTA (Nm) | VTA (Nm) | VTA (Nm) | VTA (Nm) | VTA (Nm) | Close | VTA |  | VTA |  | VTA |  | VTA | VTA |  | VTA |  | VTA |  | VTA |  | VTA | VTA |  | VTA | F001 | UT01 | 45000 | Closed Cooling Water Systems | IR0P
Control Valve | 460FCV -1003 | VTA | VTA | VTA |  | VTA |  | VTA |  | VTA | LR018201Z | VTA | VTA | VTA (Nm) | VTA (Nm) | VTA (Nm) | VTA (Nm) | VTA (Nm) | Open | VTA |  | VTA |  | VTA |  | VTA | VTA |  | VTA |  | VTA |  | VTA |  | VTA | VTA |  | VTA | F001 | UT01 | 46000 | Seawater Fouling Inhibition System | IR0P
Control Valve | 470UCV -3302 | VTA | VTA | VTA |  | VTA |  | VTA |  | VTA |  | VTA | VTA | VTA (Nm) | VTA (Nm) | VTA (Nm) | VTA (Nm) | VTA (Nm) | Close | VTA |  | VTA |  | VTA |  | VTA | VTA |  | VTA |  | VTA |  | VTA |  | VTA | VTA |  | VTA | F001 | UT01 | 47000 | Instrument Air | IR0P
Control Valve | 470UCV -6202 | VTA | VTA | VTA |  | VTA |  | VTA |  | VTA |  | VTA | VTA | VTA (Nm) | VTA (Nm) | VTA (Nm) | VTA (Nm) | VTA (Nm) | Close | VTA |  | VTA |  | VTA |  | VTA | VTA |  | VTA |  | VTA |  | VTA |  | VTA | VTA |  | VTA | F001 | UT01 | 47000 | Instrument Air | CER
| 470UCV -6201 | VTA | VTA | VTA |  | VTA |  | VTA |  | VTA |  | VTA | VTA | VTA (Nm) | VTA (Nm) | VTA (Nm) | VTA (Nm) | VTA (Nm) | Open | VTA |  | VTA |  | VTA |  | VTA | VTA |  | VTA |  | VTA |  | VTA |  | VTA | VTA |  | VTA | F001 | UT01 | 47000 | Instrument Air | CER
Control Valve | 470UCV -6102 | VTA | VTA | VTA |  | VTA |  | VTA |  | VTA |  | VTA | VTA | VTA (Nm) | VTA (Nm) | VTA (Nm) | VTA (Nm) | VTA (Nm) | Close | VTA |  | VTA |  | VTA |  | VTA | VTA |  | VTA |  | VTA |  | VTA |  | VTA | VTA |  | VTA | F001 | UT01 | 47000 | Instrument Air | CER
| 470UCV -6101 | VTA | VTA | VTA |  | VTA |  | VTA |  | VTA |  | VTA | VTA | VTA (Nm) | VTA (Nm) | VTA (Nm) | VTA (Nm) | VTA (Nm) | Open | VTA |  | VTA |  | VTA |  | VTA | VTA |  | VTA |  | VTA |  | VTA |  | VTA | VTA |  | VTA | F001 | UT01 | 47000 | Instrument Air | CER
Control Valve | 480PCV -1091 | VTA | VTA | VTA |  | VTA |  | VTA |  | VTA | 011836Z | VTA | VTA | VTA (Nm) | VTA (Nm) | VTA (Nm) | VTA (Nm) | VTA (Nm) | Close | VTA |  | VTA |  | VTA |  | VTA | VTA |  | VTA |  | VTA |  | VTA |  | VTA | VTA |  | VTA | F001 | UT01 | 48000 | Nitrogen System | IR1SA
Control Valve | 480PCV -1090 | VTA | VTA | VTA |  | VTA |  | VTA |  | VTA | 011836Z | VTA | VTA | VTA (Nm) | VTA (Nm) | VTA (Nm) | VTA (Nm) | VTA (Nm) | Close | VTA |  | VTA |  | VTA |  | VTA | VTA |  | VTA |  | VTA |  | VTA |  | VTA | VTA |  | VTA | F001 | UT01 | 48000 | Nitrogen System | IR0P
Severe service cv | 480PCV -1012 | VTA | VTA | VTA |  | VTA |  | VTA |  | VTA | LR061201Z | VTA | VTA | VTA (Nm) | VTA (Nm) | VTA (Nm) | VTA (Nm) | VTA (Nm) | Close | VTA |  | VTA |  | VTA |  | VTA | VTA |  | VTA |  | VTA |  | VTA |  | VTA | VTA |  | VTA | F001 | UT01 | 48000 | Nitrogen System | IR0P