## Feuil1
Generalities | Project Planification | [16 empty] | Equipment Size |  |  |  |  | Impacts on Infrastrucutres | [7 empty] | Integration and Working Area |  |  |  |  | Load Distribution |  |  | Air interface |  |  | Gaz Interface |  |  |  |  | Industrial Water interface |  |  | Stale Air Extraction |  |  | Cooling |  | Power |  | Control Command |  |  | Waste |  |  |  | Risk |  |  |  | DIVA |  |  | 2 | 2 | 4 | 6 | 11 | 11 | 13 | 18 | 21 | 21 | 23 | 23 | 23 | 23 | 23 | 24
Identifier | Issue Specification for Tender Date | Tender Period (months) | Contract Date | Supplier Design Period (months) | Design Acceptance Date | Buffer Period (months) | Ready To Manufacture Date | Fabrication Period (months) | Equipment Manufacturing Complete Date | Transport Period (months) | Equipment Deliverd to Site Date | Installation Period (months) | Equipment Installed Date | Industrialisation & Qualification Period (months) | Ready to Operate Date | Global France Supplier Period (months) | Global Period (months) | Lenght (m) | Width (m) | Height (m) | Weight (Kg) | Machine Area (m²) | Pit Foundation | Watertight Pit | Pit Dimension (l, w, d) (m) | Ground Load (Specific Foundation) | Framework Load (Anchorage) | Storage Area (Equipment to Store) | Energy & Fluids Interface | Others Interfaces (Gutter, Outdoor Conveyor) | Length (m) | Width (m) | Height (m) | Total Weight (equipment and pieces) (Kg) | Working Area (m²) | Support (number) | Framework Support (number) | Load by support (Kg) | Pressure (Bar) | Consumption (Nm3/h) | Operation Rate per Hour | Type | Pressure (Bar) | Consumption (Nm3/h) | Packaging | Operation Rate per Hour | Pressure (Bar) | Flow (m3/h) | Heat | Type | Flow (m3/h) | Local or Room Air | Dissipated power (fluid) (kW) | Dissipated power (air) (kW) | Voltage (V) | Power (kW) | Type (Automatic, Manuel) | Control Cabinet (l, w, h) (m) | Network Connection | Type | Flow or Volume | Recirculation | Recycling | Fire | Chemical | Pressure | Blast | Criteria 1 | Criteria 2 | Criteria 3 | 2019-04-01 | 2019-05-01 | 2019-06-01 | 2019-07-01 | 2019-08-01 | 2019-09-01 | 2019-10-01 | 2019-11-01 | 2019-12-01 | 2020-01-01 | 2020-02-01 | 2020-03-01 | 2020-04-01 | 2020-05-01 | 2020-06-01 | 2020-07-01
5 | 2031-10-15 | 3 | 2032-01-15 | 0 | 2032-01-15 | 0 | 2032-01-15 | 3 | 2032-04-15 | 1 | 2032-05-15 | 0 | 2032-05-15 | 0 | 2032-05-15 | 3 | 7 | 14,5 | 0,95 | 2 | 2000 | 13,77 | NA | NA | NA | NA | NA | NA | NA | NA | NA | NA | NA | NA | NA | NA | NA | NA | NA | NA | NA | NA | NA | NA | NA | NA | NA | NA | NA | NA | NA | NA | NA | NA | NA | NA | NA | NA | NA | NA | NA | NA | NA | NA | NA | NA | NA | NO SD | 100%
6 | 2031-07-15 | 3 | 2031-10-15 | 0 | 2031-10-15 | 0 | 2031-10-15 | 6 | 2032-04-15 | 1 | 2032-05-15 | 0 | 2032-05-15 | 0 | 2032-05-15 | 6 | 10 | 19,9 | 1,05 | 1,3 | 2000 | 21 | NA | NA | NA | NA | NA | NA | NA | NA | NA | NA | NA | NA | NA | NA | NA | NA | NA | NA | NA | NA | NA | NA | NA | NA | NA | NA | NA | NA | NA | NA | NA | NA | NA | NA | NA | NA | NA | NA | NA | NA | NA | NA | NA | NA | NA | possible | 100%
8 | 2018-07-15 | 3 | 2031-10-15 | 0 | 2031-10-15 | 0 | 2031-10-15 | 6 | 2032-04-15 | 1 | 2032-05-15 | 0 | 2032-05-15 | 0 | 2032-05-15 | 6 | 10 | 6 | 0,6 | 0,5 | 2600 | 3,6 | NA | NA | NA | NA | NA | NA | NA | NA | NA | NA | NA | NA | NA | NA | NA | NA | NA | NA | NA | NA | NA | NA | NA | NA | NA | NA | NA | NA | NA | NA | NA | NA | NA | NA | NA | NA | NA | NA | NA | NA | NA | NA | NA | NA | NA | SD | 100%
12 | 2028-04-15 | 4 | 2028-08-15 | 3 | 2028-11-15 | 9 | 2029-08-15 | 9 | 2030-05-15 | 3 | 2030-08-15 | 0 | 2030-08-15 | 3 | 2030-11-15 | 21 | 31 | 8,55 | 2,5 | 4,3 | 13200 | 21375 | NO | NA | NA | NA | NO | NA | YES | NO | NA | NA | NA | NA | NA | NA | NA | NA | NA | NA | NA | NA | NA | NA | NA | NA | NA | NA | NA | NA | NA | NA | NA | NA | 400V Tri 50Hz | 750 | Manual | NA | NA | NA | NA | NA | NA | YES | NO | NO | NO | NO SD | 100%
15 | 2029-09-15 | 4 | 2030-01-15 | 0 | 2030-01-15 | 0 | 2030-01-15 | 9 | 2030-10-15 | 1 | 2030-11-15 | 0 | 2030-11-15 | 0 | 2030-11-15 | 9 | 14 | TBD | TBD | TBD | TBD | TBD | NA | NA | NA | NA | NA | NA | NA | NA | NA | NA | NA | NA | NA | NA | NA | NA | NA | NA | NA | NA | NA | NA | NA | NA | NA | NA | NA | NA | NA | NA | NA | NA | NA | NA | NA | NA | NA | NA | NA | NA | NA | NA | NA | NA | NA | SD | 0%
16 | 2029-12-15 | 4 | 2030-04-15 | 0 | 2030-04-15 | 0 | 2030-04-15 | 6 | 2030-10-15 | 1 | 2030-11-15 | 0 | 2030-11-15 | 0 | 2030-11-15 | 6 | 11 | 5 | 3,2 | 5 | 4500 | 16 | NO | NA | NA | NO | NO | NA | YES | NO | 9,5 | 3,2 | 2,2 | 7000 | 30,4 | NA | NA | NA | NA | NA | NA | NA | NA | NA | NA | NA | NA | NA | NA | NA | NA | NA | NA | NA | NA | NA | NA | NA | NA | NA | NA | NA | NA | NO | NO | NO | NO | SD | 100%
18 | 2030-01-15 | 3 | 2030-04-15 | 0 | 2030-04-15 | 0 | 2030-04-15 | 6 | 2030-10-15 | 1 | 2030-11-15 | 0 | 2030-11-15 | 0 | 2030-11-15 | 6 | 10 | 0,3 | 0,2 | 0,1 | 1 | 0,06 | NO | NA | NA | NA | NO | NA | NO | NO | 0,3 | 0,2 | 0,1 | 1 | 0,06 | NA | NA | NA | NA | NA | NA | NA | NA | NA | NA | NA | NA | NA | NA | NA | NA | NA | NA | NA | NA | NA | Manual | NA | NA | NA | NA | NA | NA | NO | NO | NO | NO | NO SD | 100%
20 | 2028-06-15 | 4 | 2028-10-15 | 3 | 2029-01-15 | 9 | 2029-10-15 | 6 | 2030-04-15 | 3 | 2030-07-15 | 1 | 2030-08-15 | 3 | 2030-11-15 | 18 | 29 | 2,4 | 2,25 | 1,75 | 3780 | 5,4 | NO | NA | NA | NA | NO | NA | YES | NO | 3,4 | 3,25 | 1,75 | 3780 | 11 | 4 | NA | NA | 7 | 300 | NA | NA | NA | NA | NA | NA | NA | NA | NA | NA | NA | NA | NA | NA | 400V Tri 50Hz | 90 | Manual | NA | NA | NA | NA | NA | NA | NO | NO | YES | NO | NO SD | 100%
21 | 2030-04-15 | 3 | 2030-07-15 | 0 | 2030-07-15 | 0 | 2030-07-15 | 3 | 2030-10-15 | 1 | 2030-11-15 | 0 | 2030-11-15 | 0 | 2030-11-15 | 3 | 7 | 0,4 | 0,25 | 0,8 | 40 | 0,1 | NA | NA | NA | NA | NA | NA | NA | NA | NA | NA | NA | NA | NA | NA | NA | NA | NA | NA | NA | NA | NA | NA | NA | NA | NA | NA | NA | NA | NA | NA | NA | NA | NA | NA | NA | NA | NA | NA | NA | NA | NA | NA | NA | NA | NA | NO SD | 100%
22 | 2030-04-15 | 3 | 2030-07-15 | 0 | 2030-07-15 | 0 | 2030-07-15 | 3 | 2030-10-15 | 1 | 2030-11-15 | 0 | 2030-11-15 | 0 | 2030-11-15 | 3 | 7 | 1 | 0,9 | 1,1 | 100 | 0,9 | NA | NA | NA | NA | NA | NA | NA | NA | NA | NA | NA | NA | NA | NA | NA | NA | NA | NA | NA | NA | NA | NA | NA | NA | NA | NA | NA | NA | NA | NA | NA | NA | NA | NA | NA | NA | NA | NA | NA | NA | NA | NA | NA | NA | NA | NO SD | 100%
23 | 2029-03-15 | 4 | 2029-07-15 | 0 | 2029-07-15 | 9 | 2030-04-15 | 6 | 2030-10-15 | 1 | 2030-11-15 | 0 | 2030-11-15 | 0 | 2030-11-15 | 15 | 20 | 3135 | 2,44 | 1915 | 3000 | 7,65 | NO | NA | NA | NO | NO | NA | YES | NO | 3135 | 2,44 | 2,2 | 3000 | 7,65 | 4 | NA | NA | NA | NA | NA | NA | NA | NA | NA | NA | NA | NA | NA | NA | NA | NA | NA | NA | 400V DC | 550 | Manual | NA | NA | NA | NA | NA | NA | YES | NO | NO | NO | NO SD | 100%
24 | 2028-09-01 | 4 | 2029-01-01 | 0 | 2029-01-01 | 0 | 2029-01-01 | 9 | 2029-10-01 | 1 | 2029-11-01 | 0 | 2029-11-01 | 0 | 2029-11-01 | 9 | 14 | 2,2 | 2,5 | 0,7 | 5000 | 5,5 | NO | NA | NA | NA | NO | 20m² | YES | NO | 40 | 0,22 | 0,16 | 5000 | 8,8 | NA | NA | NA | NA | NA | NA | NA | NA | NA | NA | NA | NA | NA | NA | NA | NA | NA | NA | NA | NA | NA | NA | NA | NA | NA | NA | NA | NA | NO | NO | NO | NO | SD | 100%
26 | 2028-09-01 | 4 | 2029-01-01 | 0 | 2029-01-01 | 0 | 2029-01-01 | 9 | 2029-10-01 | 1 | 2029-11-01 | 0 | 2029-11-01 | 0 | 2029-11-01 | 9 | 14 | 8,8 | 7,2 | 5 | 19000 | 63,4 | NO | NA | NA | NA | NO | 150m² | YES | NO | 8,8 | 7,2 | 9 | 54000 | 63,4 | NA | NA | NA | NA | NA | NA | NA | NA | NA | NA | NA | NA | NA | NA | NA | NA | NA | NA | NA | NA | NA | NA | NA | NA | NA | NA | NA | NA | NO | NO | NO | NO | SD | 100%
28 | 2028-09-01 | 4 | 2029-01-01 | 0 | 2029-01-01 | 0 | 2029-01-01 | 9 | 2029-10-01 | 1 | 2029-11-01 | 0 | 2029-11-01 | 0 | 2029-11-01 | 9 | 14 | TBD | TBD | TBD | TBD | TBD | NO | NA | NA | NA | NO | NA | NO | NA | NA | NA | NA | NA | NA | NA | NA | NA | NA | NA | NA | NA | NA | NA | NA | NA | NA | NA | NA | NA | NA | NA | NA | NA | NA | NA | NA | NA | NA | NA | NA | NA | NA | NO | NO | NO | NO | SD | 60%
29 | 2028-05-01 | 3 | 2028-08-01 | 3 | 2028-11-01 | 0 | 2028-11-01 | 6 | 2029-05-01 | 3 | 2029-08-01 | 0 | 2029-08-01 | 3 | 2029-11-01 | 9 | 18 | 6,06 | 2,44 | 2,59 | 7500 | 14,79 | NA | NA | NA | NA | NA | NA | NA | NA | NA | NA | NA | NA | NA | NA | NA | NA | NA | NA | NA | NA | NA | NA | NA | NA | NA | NA | NA | NA | NA | NA | NA | NA | NA | NA | NA | NA | NA | NA | NA | NA | NA | NA | NA | NA | NA | NO SD | 100%
30 | 2028-01-01 | 4 | 2028-05-01 | 3 | 2028-08-01 | 0 | 2028-08-01 | 9 | 2029-05-01 | 3 | 2029-08-01 | 0 | 2029-08-01 | 3 | 2029-11-01 | 12 | 22 | TBD | TBD | TBD | TBD | TBD | NA | NA | NA | NA | NA | NA | NA | NA | NA | NA | NA | NA | NA | NA | NA | NA | NA | NA | NA | NA | NA | NA | NA | NA | NA | NA | NA | NA | NA | NA | NA | NA | NA | NA | NA | NA | NA | NA | NA | NA | NA | NA | NA | NA | NA | NO SD | 0%
32 | 2023-09-22 | 4 | 2024-01-22 | 0 | 2024-01-22 | 0 | 2024-01-22 | 9 | 2024-10-22 | 1 | 2024-11-22 | 0 | 2024-11-22 | 0 | 2024-11-22 | 9 | 14 | TBD | TBD | TBD | TBD | TBD | NO | NA | NA | NA | NO | 150m² | NO | NO | 23,7 (20mAR) | 9,85 | 5,64 | 100000 | 233,5 | NA | NA | NA | NA | NA | NA | NA | NA | NA | NA | NA | NA | NA | NA | NA | NA | NA | NA | NA | NA | NA | NA | NA | NA | NA | NA | NA | NA | NO | NO | NO | NO | SD | 70%
33 | 2023-12-22 | 4 | 2024-04-22 | 0 | 2024-04-22 | 0 | 2024-04-22 | 6 | 2024-10-22 | 1 | 2024-11-22 | 0 | 2024-11-22 | 0 | 2024-11-22 | 6 | 11 | TBD | TBD | TBD | TBD | TBD | NO | NA | NA | NA | NO | 6m² | NO | NO | NA | NA | NA | NA | NA | NA | NA | NA | NA | NA | NA | NA | NA | NA | NA | NA | NA | NA | NA | NA | NA | NA | NA | NA | NA | NA | NA | NA | NA | NA | NA | NA | NA | NO | NO | NO | NO | SD | 60%
34 | 2024-03-22 | 4 | 2024-07-22 | 0 | 2024-07-22 | 0 | 2024-07-22 | 3 | 2024-10-22 | 1 | 2024-11-22 | 0 | 2024-11-22 | 0 | 2024-11-22 | 3 | 8 | 1 | 0,5 | 0,2 | 50 | 1 | NA | NA | NA | NA | NA | NA | NA | NA | NA | NA | NA | NA | NA | NA | NA | NA | NA | NA | NA | NA | NA | NA | NA | NA | NA | NA | NA | NA | NA | NA | NA | NA | NA | NA | NA | NA | NA | NA | NA | NA | NA | NA | NA | NA | NA | Manut | 100%
37 | 2023-12-22 | 4 | 2024-04-22 | 0 | 2024-04-22 | 0 | 2024-04-22 | 6 | 2024-10-22 | 1 | 2024-11-22 | 0 | 2024-11-22 | 0 | 2024-11-22 | 6 | 11 | TBD | TBD | TBD | TBD | TBD | NA | NA | NA | NA | NA | NA | NA | NA | 6,1 | 6,1 | 11 | 20000 | 37,21 | NA | NA | NA | NA | NA | NA | NA | NA | NA | NA | NA | NA | NA | NA | NA | NA | NA | NA | NA | NA | NA | NA | NA | NA | NA | NA | NA | NA | NO | NO | NO | NO | SD | 60%
38 | 2024-01-22 | 3 | 2024-04-22 | 0 | 2024-04-22 | 0 | 2024-04-22 | 6 | 2024-10-22 | 1 | 2024-11-22 | 0 | 2024-11-22 | 0 | 2024-11-22 | 6 | 10 | TBD | TBD | TBD | TBD | TBD | NA | NA | NA | NA | NA | NA | NA | NA | NA | NA | NA | NA | NA | NA | NA | NA | NA | NA | NA | NA | NA | NA | NA | NA | NA | NA | NA | NA | NA | NA | NA | NA | NA | NA | NA | NA | NA | NA | NA | NA | NA | NA | NA | NA | NA | Manut | 0%
39 | 2023-09-22 | 4 | 2024-01-22 | 0 | 2024-01-22 | 0 | 2024-01-22 | 9 | 2024-10-22 | 1 | 2024-11-22 | 0 | 2024-11-22 | 0 | 2024-11-22 | 9 | 14 | 5 | 5 | 8,5 | 9000 | 25 | NO | NA | NA | NA | NO | 120m² | NO | NO | 13 | 5 | 8,5 | 9000 | 65 | NA | NA | NA | NA | NA | NA | NA | NA | NA | NA | NA | NA | NA | NA | NA | NA | NA | NA | NA | NA | NA | NA | NA | NA | NA | NA | NA | NA | NO | NO | NO | NO | SD | 100%
43 | 2023-09-22 | 4 | 2024-01-22 | 0 | 2024-01-22 | 0 | 2024-01-22 | 9 | 2024-10-22 | 1 | 2024-11-22 | 0 | 2024-11-22 | 0 | 2024-11-22 | 9 | 14 | 6 | 3,2 | 7,5 | 10000 | 19,2 | NA | NA | NA | NA | NA | NA | NA | NA | NA | NA | NA | NA | NA | NA | NA | NA | NA | NA | NA | NA | NA | NA | NA | NA | NA | NA | NA | NA | NA | NA | NA | NA | NA | NA | NA | NA | NA | NA | NA | NA | NA | NA | NA | NA | NA | SD | 100%
44 | 2023-09-22 | 4 | 2024-01-22 | 0 | 2024-01-22 | 0 | 2024-01-22 | 9 | 2024-10-22 | 1 | 2024-11-22 | 0 | 2024-11-22 | 0 | 2024-11-22 | 9 | 14 | 5,8 | 5,8 | 2,5 | 10000 | 33,7 | NO | NA | NA | NA | NO | 200m² | YES | NA | 20 | 5,8 | 4 | 28500 | 116 | NA | NA | NA | NA | NA | NA | NA | NA | NA | NA | NA | NA | NA | NA | NA | NA | NA | NA | NA | NA | NA | NA | NA | NA | NA | NA | NA | NA | NO | NO | NO | NO | SD | 100%
45 | 2023-12-22 | 4 | 2024-04-22 | 0 | 2024-04-22 | 0 | 2024-04-22 | 6 | 2024-10-22 | 1 | 2024-11-22 | 0 | 2024-11-22 | 0 | 2024-11-22 | 6 | 11 | 1,5 | 1 | 1,2 | 60 | 1,5 | NA | NA | NA | NA | NA | NA | NA | NA | NA | NA | NA | NA | NA | NA | NA | NA | NA | NA | NA | NA | NA | NA | NA | NA | NA | NA | NA | NA | NA | NA | NA | NA | NA | NA | NA | NA | NA | NA | NA | NA | NA | NA | NA | NA | NA | SD | 100%
47 | 2024-03-22 | 4 | 2024-07-22 | 0 | 2024-07-22 | 0 | 2024-07-22 | 3 | 2024-10-22 | 1 | 2024-11-22 | 0 | 2024-11-22 | 0 | 2024-11-22 | 3 | 8 | 4 | 1,6 | 1 | 1000 | 6,4 | NO | NA | NA | NO | NO | 8m² | NO | NO | 10 | 1,7 | 0,7 | 8000 | 17 | NA | NA | NA | NA | NA | NA | NA | NA | NA | NA | NA | NA | NA | NA | NA | NA | NA | NA | NA | NA | NA | NA | NA | NA | NA | NA | NA | NA | NO | NO | NO | NO | SD | 100%
48 | 2023-09-22 | 4 | 2024-01-22 | 0 | 2024-01-22 | 0 | 2024-01-22 | 9 | 2024-10-22 | 1 | 2024-11-22 | 0 | 2024-11-22 | 0 | 2024-11-22 | 9 | 14 | 1 | 1 | 1 | 26 et 100 | 1 | NA | NA | NA | NA | NA | NA | NA | NA | NA | NA | NA | NA | NA | NA | NA | NA | NA | NA | NA | NA | NA | NA | NA | NA | NA | NA | NA | NA | NA | NA | NA | NA | NA | NA | NA | NA | NA | NA | NA | NA | NA | NA | NA | NA | NA | SD | 100%
50 | 2024-03-22 | 4 | 2024-07-22 | 0 | 2024-07-22 | 0 | 2024-07-22 | 3 | 2024-10-22 | 1 | 2024-11-22 | 0 | 2024-11-22 | 0 | 2024-11-22 | 3 | 8 | TBD | TBD | TBD | TBD | TBD | NO | NA | NA | NA | NO | NA | NO | NO | NA | NA | NA | NA | NA | NA | NA | NA | NA | NA | NA | NA | NA | NA | NA | NA | NA | NA | NA | NA | NA | NA | NA | NA | NA | NA | NA | NA | NA | NA | NA | NA | NA | NO | NO | NO | NO | SD | 60%
51 | 2024-01-22 | 3 | 2024-04-22 | 0 | 2024-04-22 | 0 | 2024-04-22 | 6 | 2024-10-22 | 1 | 2024-11-22 | 0 | 2024-11-22 | 0 | 2024-11-22 | 6 | 10 | TBD | TBD | TBD | TBD | TBD | NA | NA | NA | NA | NA | NA | NA | NA | NA | NA | NA | NA | NA | NA | NA | NA | NA | NA | NA | NA | NA | NA | NA | NA | NA | NA | NA | NA | NA | NA | NA | NA | NA | NA | NA | NA | NA | NA | NA | NA | NA | NA | NA | NA | NA | SD | 0%
52 | 2024-01-22 | 3 | 2024-04-22 | 0 | 2024-04-22 | 0 | 2024-04-22 | 6 | 2024-10-22 | 1 | 2024-11-22 | 0 | 2024-11-22 | 0 | 2024-11-22 | 6 | 10 | TBD | TBD | TBD | TBD | TBD | NA | NA | NA | NA | NA | NA | NA | NA | NA | NA | NA | NA | NA | NA | NA | NA | NA | NA | NA | NA | NA | NA | NA | NA | NA | NA | NA | NA | NA | NA | NA | NA | NA | NA | NA | NA | NA | NA | NA | NA | NA | NA | NA | NA | NA | SD | 0%
53 | 2024-01-22 | 3 | 2024-04-22 | 0 | 2024-04-22 | 0 | 2024-04-22 | 6 | 2024-10-22 | 1 | 2024-11-22 | 0 | 2024-11-22 | 0 | 2024-11-22 | 6 | 10 | 2 | 2 | 2 | 1100 | 4 | NA | NA | NA | NA | NA | NA | NA | NA | NA | NA | NA | NA | NA | NA | NA | NA | NA | NA | NA | NA | NA | NA | NA | NA | NA | NA | NA | NA | NA | NA | NA | NA | NA | NA | NA | NA | NA | NA | NA | NA | NA | NA | NA | NA | NA | SD | 100%
64 | 2024-04-22 | 3 | 2024-07-22 | 0 | 2024-07-22 | 0 | 2024-07-22 | 3 | 2024-10-22 | 1 | 2024-11-22 | 0 | 2024-11-22 | 0 | 2024-11-22 | 3 | 7 | NA | NA | NA | NA | NA | NA | NA | NA | NA | NA | NA | NA | NA | NA | NA | NA | NA | NA | NA | NA | NA | NA | NA | NA | NA | NA | NA | NA | NA | NA | NA | NA | NA | NA | NA | NA | NA | NA | NA | NA | NA | NA | NA | NA | NA | NA | NA | NA | NA | NA | NO SD | 100%
65 | 2023-02-22 | 3 | 2023-05-22 | 3 | 2023-08-22 | 0 | 2023-08-22 | 9 | 2024-05-22 | 3 | 2024-08-22 | 0 | 2024-08-22 | 3 | 2024-11-22 | 12 | 21 | TBD | TBD | TBD | TBD | TBD | NA | NA | NA | NA | NA | NA | NA | NA | NA | NA | NA | NA | NA | NA | NA | NA | NA | NA | NA | NA | NA | NA | NA | NA | NA | NA | NA | NA | NA | NA | NA | NA | NA | NA | NA | NA | NA | NA | NA | NA | NA | NA | NA | NA | NA | NO SD | 0%
67 | 2023-09-22 | 4 | 2024-01-22 | 0 | 2024-01-22 | 0 | 2024-01-22 | 9 | 2024-10-22 | 1 | 2024-11-22 | 0 | 2024-11-22 | 0 | 2024-11-22 | 9 | 14 | TBD | TBD | TBD | TBD | TBD | NA | NA | NA | NA | NA | NA | NA | NA | NA | NA | NA | NA | NA | NA | NA | NA | NA | NA | NA | NA | NA | NA | NA | NA | NA | NA | NA | NA | NA | NA | NA | NA | NA | NA | NA | NA | NA | NA | NA | NA | NA | NO | NO | NO | NO | SD | 40%
68 | 2023-05-22 | 3 | 2023-08-22 | 3 | 2023-11-22 | 0 | 2023-11-22 | 6 | 2024-05-22 | 3 | 2024-08-22 | 0 | 2024-08-22 | 3 | 2024-11-22 | 9 | 18 | TBD | TBD | TBD | TBD | TBD | NA | NA | NA | NA | NA | NA | NA | NA | NA | NA | NA | NA | NA | NA | NA | NA | NA | NA | NA | NA | NA | NA | NA | NA | NA | NA | NA | NA | NA | NA | NA | NA | NA | NA | NA | NA | NA | NA | NA | NA | NA | NA | NA | NA | NA | NO SD | 0%
70 | 2022-12-05 | 3 | 2023-03-05 | 3 | 2023-06-05 | 0 | 2023-06-05 | 6 | 2023-12-05 | 3 | 2024-03-05 | 0 | 2024-03-05 | 3 | 2024-06-05 | 9 | 18 | 1,82 | 0,85 | 1,45 | 300 | 1,55 | NA | NA | NA | NA | NA | NA | NA | NA | NA | NA | NA | NA | NA | NA | NA | NA | 7 | NA | NA | NA | NA | NA | NA | NA | NA | NA | NA | NA | NA | NA | NA | NA | NA | NA | NA | NA | NA | NA | NA | NA | NA | NA | NA | NA | NA | NO SD | 100%
74 | 2023-09-05 | 4 | 2024-01-05 | 0 | 2024-01-05 | 0 | 2024-01-05 | 3 | 2024-04-05 | 1 | 2024-05-05 | 1 | 2024-06-05 | 0 | 2024-06-05 | 3 | 9 | 0,5 | 0,5 | 2,5 | 80 | 0,25 | NO | NA | NA | NA | NO | NA | NO | NO | 1 | 1 | 2,2 | 100 | 1 | 1 | NA | NA | NA | NA | NA | NA | NA | NA | NA | NA | NA | NA | NA | NA | NA | NA | NA | NA | NA | NA | Manual | NA | NA | Scraps | NA | NA | NA | NO | NO | NO | NO | NO SD | 100%
76 | 2023-07-05 | 4 | 2023-11-05 | 0 | 2023-11-05 | 0 | 2023-11-05 | 6 | 2024-05-05 | 1 | 2024-06-05 | 0 | 2024-06-05 | 0 | 2024-06-05 | 6 | 11 | 3 | 2 | 2,1 | 140 | 6 | NA | NA | NA | NA | NA | NA | NA | NA | NA | NA | NA | NA | NA | NA | NA | NA | NA | NA | NA | NA | NA | NA | NA | NA | NA | NA | NA | NA | NA | NA | NA | NA | NA | NA | NA | NA | NA | NA | NA | NA | NA | NA | NA | NA | NA | SD | 100%
77 | 2023-07-05 | 4 | 2023-11-05 | 0 | 2023-11-05 | 0 | 2023-11-05 | 6 | 2024-05-05 | 1 | 2024-06-05 | 0 | 2024-06-05 | 0 | 2024-06-05 | 6 | 11 | 0,5 | 0,3 | 0,3 | 25 | 0,15 | NA | NA | NA | NA | NA | NA | NA | NA | NA | NA | NA | NA | NA | NA | NA | NA | NA | NA | NA | NA | NA | NA | NA | NA | NA | NA | NA | NA | NA | NA | NA | NA | NA | NA | NA | NA | NA | NA | NA | NA | NA | NA | NA | NA | NA | SD | 100%
79 | 2023-07-05 | 4 | 2023-11-05 | 0 | 2023-11-05 | 0 | 2023-11-05 | 6 | 2024-05-05 | 1 | 2024-06-05 | 0 | 2024-06-05 | 0 | 2024-06-05 | 6 | 11 | 5 | 1,5 | 1,5 | 300 | 7,5 | NA | NA | NA | NA | NA | NA | NA | NA | NA | NA | NA | NA | NA | NA | NA | NA | NA | NA | NA | NA | NA | NA | NA | NA | NA | NA | NA | NA | NA | NA | NA | NA | NA | NA | NA | NA | NA | NA | NA | NA | NA | NA | NA | NA | NA | SD | 100%
80 | 2022-10-05 | 4 | 2023-02-05 | 0 | 2023-02-05 | 0 | 2023-02-05 | 12 | 2024-02-05 | 1 | 2024-03-05 | 0 | 2024-03-05 | 3 | 2024-06-05 | 12 | 20 | 2 | 1 | 2 | 2000 | 2 | NA | NA | NA | NA | NA | NA | NA | NA | NA | NA | NA | NA | NA | NA | NA | NA | NA | NA | NA | NA | NA | NA | NA | NA | NA | NA | NA | NA | NA | NA | NA | NA | NA | NA | NA | NA | NA | NA | NA | NA | NA | NA | NA | NA | NA | SD | 100%
81 | 2023-08-05 | 3 | 2023-11-05 | 0 | 2023-11-05 | 0 | 2023-11-05 | 6 | 2024-05-05 | 1 | 2024-06-05 | 0 | 2024-06-05 | 0 | 2024-06-05 | 6 | 10 | NA | NA | NA | NA | NA | NA | NA | NA | NA | NA | NA | NA | NA | NA | NA | NA | NA | NA | NA | NA | NA | NA | NA | NA | NA | NA | NA | NA | NA | NA | NA | NA | NA | NA | NA | NA | NA | NA | NA | NA | NA | NA | NA | NA | NA | NA | NA | NA | NA | NA | NO SD | 100%
82 | 2023-11-05 | 3 | 2024-02-05 | 0 | 2024-02-05 | 0 | 2024-02-05 | 3 | 2024-05-05 | 1 | 2024-06-05 | 0 | 2024-06-05 | 0 | 2024-06-05 | 3 | 7 | NA | NA | NA | NA | NA | NA | NA | NA | NA | NA | NA | NA | NA | NA | NA | NA | NA | NA | NA | NA | NA | NA | NA | NA | NA | NA | NA | NA | NA | NA | NA | NA | NA | NA | NA | NA | NA | NA | NA | NA | NA | NA | NA | NA | NA | NA | NA | NA | NA | NA | NO SD | 100%
84 | 2019-07-01 | 5 | 2019-12-01 | 7 | 2020-07-01 | 12 | 2021-07-01 | 20 | 2023-03-01 | 3 | 2023-06-01 | 6 | 2023-12-01 | 21 | 2025-09-01 | 39 | 74 | 30 | 26 | 17 | 400000 | 780 | YES | NO | l: 30 w: 26 d: 4,5 | YES | NO | NA | YES | NO | 30 | 12 | 17 | 650000 | 360 | 1 | NA | NA | 7 | NA | NA | NA | NA | NA | NA | NA | 1 point of water around the engine | NA | NA | NA | NA | NA | NA | NA | 380V Tri 50Hz | 700 | Automatic | YES | YES | chips, oil, lubricant | NA | NA | NA | NO | NO | NO | NO | NO SD | 100% | TOP35
87 | 2023-11-05 | 3 | 2024-02-05 | 0 | 2024-02-05 | 0 | 2024-02-05 | 3 | 2024-05-05 | 1 | 2024-06-05 | 0 | 2024-06-05 | 0 | 2024-06-05 | 3 | 7 | 1835 | 1,32 | 2 | 1900 | 2,43 | NA | NA | NA | NA | NA | NA | NA | NA | NA | NA | NA | NA | NA | NA | NA | NA | NA | NA | NA | NA | NA | NA | NA | NA | NA | NA | NA | NA | NA | NA | NA | NA | NA | NA | NA | NA | NA | NA | NA | NA | NA | NA | NA | NA | NA | NO SD | 1
89 | 2023-11-05 | 3 | 2024-02-05 | 0 | 2024-02-05 | 0 | 2024-02-05 | 3 | 2024-05-05 | 1 | 2024-06-05 | 0 | 2024-06-05 | 0 | 2024-06-05 | 3 | 7 | 1 | 0,8 | 0,72 | 20 | 0,8 | NA | NA | NA | NA | NA | NA | NA | NA | NA | NA | NA | NA | NA | NA | NA | NA | NA | NA | NA | NA | NA | NA | NA | NA | NA | NA | NA | NA | NA | NA | NA | NA | NA | NA | NA | NA | NA | NA | NA | NA | NA | NA | NA | NA | NA | SD | 100%
91 | 2027-11-01 | 4 | 2028-03-01 | 0 | 2028-03-01 | 0 | 2028-03-01 | 6 | 2028-09-01 | 1 | 2028-10-01 | 0 | 2028-10-01 | 0 | 2028-10-01 | 6 | 11 | TBD | TBD | TBD | TBD | TBD | NA | NA | NA | NA | NA | NA | NA | NA | NA | NA | NA | NA | NA | NA | NA | NA | NA | NA | NA | NA | NA | NA | NA | NA | NA | NA | NA | NA | NA | NA | NA | NA | NA | NA | NA | NA | NA | NA | NA | NA | NA | NA | NA | NA | NA | SD | 0%
94 | 2027-12-01 | 3 | 2028-03-01 | 0 | 2028-03-01 | 0 | 2028-03-01 | 6 | 2028-09-01 | 1 | 2028-10-01 | 0 | 2028-10-01 | 0 | 2028-10-01 | 6 | 10 | NA | NA | NA | NA | NA | NA | NA | NA | NA | NA | NA | NA | NA | NA | NA | NA | NA | NA | NA | NA | NA | NA | NA | NA | NA | NA | NA | NA | NA | NA | NA | NA | NA | NA | NA | NA | NA | NA | NA | NA | NA | NA | NA | NA | NA | NA | NA | NA | NA | NA | NO SD | 100%
96 | 2028-02-01 | 4 | 2028-06-01 | 0 | 2028-06-01 | 0 | 2028-06-01 | 3 | 2028-09-01 | 1 | 2028-10-01 | 0 | 2028-10-01 | 0 | 2028-10-01 | 3 | 8 | 1 | 1 | 2,4 | 560 | 1 | NA | NA | NA | NA | NA | NA | NA | NA | NA | NA | NA | NA | NA | NA | NA | NA | NA | NA | NA | NA | NA | NA | NA | NA | NA | NA | NA | NA | NA | NA | NA | NA | NA | NA | NA | NA | NA | NA | NA | NA | NA | NA | NA | NA | NA | SD | 100%
97 | 2023-04-05 | 4 | 2023-08-05 | 0 | 2023-08-05 | 0 | 2023-08-05 | 9 | 2024-05-05 | 1 | 2024-06-05 | 0 | 2024-06-05 | 0 | 2024-06-05 | 9 | 14 | 7 | 3525 | 3 | 6000 | 25 | NO | NA | NA | NO | NO | NA | NO | NO | 7 | 3525 | 3 | 41000 | 25 | NA | NA | NA | NA | NA | NA | NA | NA | NA | NA | NA | NA | NA | NA | NA | NA | NA | NA | NA | NA | NA | NA | NA | NA | NA | NA | NA | NA | NO | NO | NO | NO | SD | 100%
98 | 2023-08-05 | 3 | 2023-11-05 | 0 | 2023-11-05 | 0 | 2023-11-05 | 6 | 2024-05-05 | 1 | 2024-06-05 | 0 | 2024-06-05 | 0 | 2024-06-05 | 6 | 10 | 9 | 0,4 | 0,5 | 5000 | 3,6 | NA | NA | NA | NA | NA | NA | NA | NA | NA | NA | NA | NA | NA | NA | NA | NA | NA | NA | NA | NA | NA | NA | NA | NA | NA | NA | NA | NA | NA | NA | NA | NA | NA | NA | NA | NA | NA | NA | NA | NA | NA | NA | NA | NA | NA | SD | 100%
99 | 2023-08-05 | 3 | 2023-11-05 | 0 | 2023-11-05 | 0 | 2023-11-05 | 6 | 2024-05-05 | 1 | 2024-06-05 | 0 | 2024-06-05 | 0 | 2024-06-05 | 6 | 10 | 2 | 2 | 2 | 1000 | 4 | NA | NA | NA | NA | NA | NA | NA | NA | NA | NA | NA | NA | NA | NA | NA | NA | NA | NA | NA | NA | NA | NA | NA | NA | NA | NA | NA | NA | NA | NA | NA | NA | NA | NA | NA | NA | NA | NA | NA | NA | NA | NA | NA | NA | NA | SD | 100%
103 | 2023-08-05 | 3 | 2023-11-05 | 0 | 2023-11-05 | 0 | 2023-11-05 | 6 | 2024-05-05 | 1 | 2024-06-05 | 0 | 2024-06-05 | 0 | 2024-06-05 | 6 | 10 | 9 | 0,6 | 0,34 | 1000 | 9 | NA | NA | NA | NA | NA | 10x9m² | NA | NA | NA | NA | NA | NA | NA | NA | NA | NA | NA | NA | NA | NA | NA | NA | NA | NA | NA | NA | NA | NA | NA | NA | NA | NA | NA | NA | NA | NA | NA | NA | NA | NA | NA | NA | NA | NA | NA | SD | 100%
109 | 2022-02-05 | 4 | 2022-06-05 | 3 | 2022-09-05 | 9 | 2023-06-05 | 6 | 2023-12-05 | 3 | 2024-03-05 | 0 | 2024-03-05 | 3 | 2024-06-05 | 18 | 28 | 0,6 | 0,1 | 0,4 | 7 | 0,06 | NO | NA | NA | NA | NO | NA | YES | NO | 0,15 | 0,1 | 0,4 | 8 | 0,015 | NA | NA | NA | 5 | NA | NA | NA | NA | NA | NA | NA | NA | NA | NA | NA | NA | NA | NA | NA | NA | NA | Manual | NA | NA | filings/coolant | NA | NA | NA | NO | NO | NO | NO | NO SD | 100%
110 | 2022-02-05 | 4 | 2022-06-05 | 3 | 2022-09-05 | 9 | 2023-06-05 | 6 | 2023-12-05 | 3 | 2024-03-05 | 0 | 2024-03-05 | 3 | 2024-06-05 | 18 | 28 | 0,8 | 0,8 | 1,3 | 350 | 0,65 | NO | NA | NA | NA | NO | NA | YES | NO | 0,8 | 0,8 | 1,3 | 350 | 0,64 | NA | NA | NA | NA | NA | NA | NA | NA | NA | NA | NA | NA | NA | NA | NA | NA | NA | NA | NA | Tri 50Hz | 10 | Manual | YES | YES | Scraps/coolant | NA | NA | NA | NO | NO | NO | NO | NO SD | 100%
111 | 2022-08-05 | 4 | 2022-12-05 | 3 | 2023-03-05 | 0 | 2023-03-05 | 9 | 2023-12-05 | 3 | 2024-03-05 | 0 | 2024-03-05 | 3 | 2024-06-05 | 12 | 22 | TBD | TBD | TBD | TBD | TBD | NA | NA | NA | NA | NA | NA | NA | NA | NA | NA | NA | NA | NA | NA | NA | NA | NA | NA | NA | NA | NA | NA | NA | NA | NA | NA | NA | NA | NA | NA | NA | NA | NA | NA | NA | NA | NA | NA | NA | NA | NA | NA | NA | NA | NA | NO SD | 0%
112 | 2021-11-05 | 4 | 2022-03-05 | 3 | 2022-06-05 | 9 | 2023-03-05 | 9 | 2023-12-05 | 3 | 2024-03-05 | 0 | 2024-03-05 | 3 | 2024-06-05 | 21 | 31 | 5,2 | 0,6 | 0,7 | 1000 | 3,15 | NO | NA | NA | NA | NA | NA | YES | NO | NA | NA | NA | NA | NA | NA | NA | NA | NA | NA | NA | NA | NA | NA | NA | NA | NA | NA | NA | NA | NA | NA | NA | NA | 400V Tri 50Hz | 15 | Automatic | NA | YES | Chips/coolant | NA | NA | NA | NO | NO | NO | NO | NO SD | 100%
113 | 2021-11-05 | 4 | 2022-03-05 | 3 | 2022-06-05 | 9 | 2023-03-05 | 9 | 2023-12-05 | 3 | 2024-03-05 | 0 | 2024-03-05 | 3 | 2024-06-05 | 21 | 31 | 3,4 | 0,8 | 1,2 | 2100 | 2,75 | NO | NA | NA | NA | NA | NA | YES | NO | NA | NA | NA | NA | NA | NA | NA | NA | NA | NA | NA | NA | NA | NA | NA | NA | NA | NA | NA | NA | NA | NA | NA | NA | 380V Tri 50Hz | NA | Automatic | NA | YES | Chips/coolant | NA | NA | NA | NO | NO | NO | NO | NO SD | 100%
114 | 2021-11-05 | 4 | 2022-03-05 | 3 | 2022-06-05 | 9 | 2023-03-05 | 9 | 2023-12-05 | 3 | 2024-03-05 | 0 | 2024-03-05 | 3 | 2024-06-05 | 21 | 31 | 5 | 0,6 | 0,8 | 900 | 3 | NO | NA | NA | NA | NA | NA | YES | NO | NA | NA | NA | NA | NA | NA | NA | NA | NA | NA | NA | NA | NA | NA | NA | NA | NA | NA | NA | NA | NA | NA | NA | NA | 380V Tri 50Hz | 25 | Automatic | NA | YES | Chips/coolant | NA | NA | NA | NO | NO | NO | NO | NO SD | 100%
115 | 2021-11-05 | 4 | 2022-03-05 | 3 | 2022-06-05 | 9 | 2023-03-05 | 9 | 2023-12-05 | 3 | 2024-03-05 | 0 | 2024-03-05 | 3 | 2024-06-05 | 21 | 31 | 3,5 | 0,4 | 0,6 | 480 | 1,4 | NO | NA | NA | NA | NA | NA | YES | NO | NA | NA | NA | NA | NA | NA | NA | NA | NA | NA | NA | NA | NA | NA | NA | NA | NA | NA | NA | NA | NA | NA | NA | NA | 380V Tri 50Hz | 15 | Automatic | NA | YES | Chips/coolant | NA | NA | NA | NO | NO | NO | NO | NO SD | 100%
116 | 2021-11-05 | 4 | 2022-03-05 | 3 | 2022-06-05 | 9 | 2023-03-05 | 9 | 2023-12-05 | 3 | 2024-03-05 | 0 | 2024-03-05 | 3 | 2024-06-05 | 21 | 31 | 3,1 | 0,35 | 0,6 | 292 | 1,1 | NO | NA | NA | NA | NA | NA | YES | NO | NA | NA | NA | NA | NA | NA | NA | NA | NA | NA | NA | NA | NA | NA | NA | NA | NA | NA | NA | NA | NA | NA | NA | NA | 380V Tri 50Hz | 15 | Automatic | NA | YES | Chips/coolant | NA | NA | NA | NO | NO | NO | NO | NO SD | 100%
117 | 2021-11-05 | 4 | 2022-03-05 | 3 | 2022-06-05 | 9 | 2023-03-05 | 9 | 2023-12-05 | 3 | 2024-03-05 | 0 | 2024-03-05 | 3 | 2024-06-05 | 21 | 31 | 1,5 | 1,25 | 3 | 1200 | 1,9 | NO | NA | NA | NA | NO | NA | YES | NO | 1,5 | 1,3 | 3 | 1200 | 2 | NA | NA | NA | NA | NA | NA | NA | NA | NA | NA | NA | NA | NA | NA | NA | NA | NA | NA | NA | 400V Tri 50Hz | 17 | Manual | YES | YES | Chips | NA | NA | NA | NO | NO | NO | NO | NO SD | 100%
118 | 2021-06-05 | 5 | 2021-11-05 | 4 | 2022-03-05 | 9 | 2022-12-05 | 12 | 2023-12-05 | 3 | 2024-03-05 | 0 | 2024-03-05 | 3 | 2024-06-05 | 25 | 36 | 2,8 | 1 | 1,3 | 1050 | 2,8 | NO | NA | NA | NA | NO | 25m² | YES | NO | NA | NA | NA | 1460 | NA | NA | NA | NA | NA | NA | NA | NA | NA | NA | NA | NA | NA | NA | NA | NA | NA | NA | NA | NA | 380V Tri 50Hz | 7 | Manual | YES | YES | Chips | NA | NA | NA | NO | NO | NO | NO | NO SD | 100%
119 | 2022-11-05 | 4 | 2023-03-05 | 3 | 2023-06-05 | 0 | 2023-06-05 | 6 | 2023-12-05 | 3 | 2024-03-05 | 0 | 2024-03-05 | 3 | 2024-06-05 | 9 | 19 | TBD | TBD | TBD | TBD | TBD | NA | NA | NA | NA | NA | NA | NA | NA | NA | NA | NA | NA | NA | NA | NA | NA | NA | NA | NA | NA | NA | NA | NA | NA | NA | NA | NA | NA | NA | NA | NA | NA | NA | NA | NA | NA | NA | NA | NA | NA | NA | NA | NA | NA | NA | NO SD | 0%
121 | 2023-11-05 | 3 | 2024-02-05 | 0 | 2024-02-05 | 0 | 2024-02-05 | 3 | 2024-05-05 | 1 | 2024-06-05 | 0 | 2024-06-05 | 0 | 2024-06-05 | 3 | 7 | NA | NA | NA | NA | NA | NA | NA | NA | NA | NA | NA | NA | NA | NA | NA | NA | NA | NA | NA | NA | NA | NA | NA | NA | NA | NA | NA | NA | NA | NA | NA | NA | NA | NA | NA | NA | NA | NA | NA | NA | NA | NA | NA | NA | NA | NA | NA | NA | NA | NA | NO SD | 100%
124 | 2023-11-05 | 3 | 2024-02-05 | 0 | 2024-02-05 | 0 | 2024-02-05 | 3 | 2024-05-05 | 1 | 2024-06-05 | 0 | 2024-06-05 | 0 | 2024-06-05 | 3 | 7 | 10,5 | 2 | 1 | 600 | 21 | NA | NA | NA | NA | NA | NA | NA | NA | NA | NA | NA | NA | NA | NA | NA | NA | NA | NA | NA | NA | NA | NA | NA | NA | NA | NA | NA | NA | NA | NA | NA | NA | NA | NA | NA | NA | NA | NA | NA | NA | NA | NA | NA | NA | NA | SD | 100%
125 | 2023-03-07 | 4 | 2023-07-07 | 0 | 2023-07-07 | 0 | 2023-07-07 | 6 | 2024-01-07 | 1 | 2024-02-07 | 0 | 2024-02-07 | 0 | 2024-02-07 | 6 | 11 | 6 | 3 | 0,2 | 2800 | 18 | NO | NA | NA | NA | NO | NA | NO | NO | NA | NA | NA | 7000 | NA | NA | NA | NA | NA | NA | NA | NA | NA | NA | NA | NA | NA | NA | NA | NA | NA | NA | NA | NA | NA | NA | NA | NA | NA | NA | NA | NA | NA | NO | NO | NO | NO | SD | 100%
126 | 2023-01-07 | 3 | 2023-04-07 | 0 | 2023-04-07 | 0 | 2023-04-07 | 9 | 2024-01-07 | 1 | 2024-02-07 | 0 | 2024-02-07 | 0 | 2024-02-07 | 9 | 13 | TBD | TBD | TBD | TBD | TBD | NA | NA | NA | NA | NA | NA | NA | NA | NA | NA | NA | NA | NA | NA | NA | NA | NA | NA | NA | NA | NA | NA | NA | NA | NA | NA | NA | NA | NA | NA | NA | NA | NA | NA | NA | NA | NA | NA | NA | NA | NA | NA | NA | NA | NA | NO SD | 0%
129 | 2023-03-07 | 4 | 2023-07-07 | 0 | 2023-07-07 | 0 | 2023-07-07 | 6 | 2024-01-07 | 1 | 2024-02-07 | 0 | 2024-02-07 | 0 | 2024-02-07 | 6 | 11 | 1,2 | 0,38 | 0,43 | 35 | 0,4 | NA | NA | NA | NA | NA | NA | NA | NA | NA | NA | NA | 250 | NA | NA | NA | NA | NA | NA | NA | NA | NA | NA | NA | NA | NA | NA | NA | NA | NA | NA | NA | NA | NA | NA | NA | NA | NA | NA | NA | NA | NA | NA | NA | NA | NA | SD | 100%
130 | 2023-07-07 | 3 | 2023-10-07 | 0 | 2023-10-07 | 0 | 2023-10-07 | 3 | 2024-01-07 | 1 | 2024-02-07 | 0 | 2024-02-07 | 0 | 2024-02-07 | 3 | 7 | 0,18 | 0,15 | 0,075 | 2 | 0,027 | NA | NA | NA | NA | NA | NA | NA | NA | NA | NA | NA | NA | NA | NA | NA | NA | NA | NA | NA | NA | NA | NA | NA | NA | NA | NA | NA | NA | NA | NA | NA | NA | NA | NA | NA | NA | NA | NA | NA | NA | NA | NA | NA | NA | NA | SD | 100%
131 | 2022-12-07 | 4 | 2023-04-07 | 0 | 2023-04-07 | 0 | 2023-04-07 | 9 | 2024-01-07 | 1 | 2024-02-07 | 0 | 2024-02-07 | 0 | 2024-02-07 | 9 | 14 | 9 | 9 | 2,8 | 2000 | 64 | NA | NA | NA | NA | NA | NA | NA | NA | NA | NA | NA | NA | NA | NA | NA | NA | NA | NA | NA | NA | NA | NA | NA | NA | NA | NA | NA | NA | NA | NA | NA | NA | NA | NA | NA | NA | NA | NA | NA | NA | NA | NA | NA | NA | NA | SD | 100%
132 | 2023-04-07 | 3 | 2023-07-07 | 0 | 2023-07-07 | 0 | 2023-07-07 | 6 | 2024-01-07 | 1 | 2024-02-07 | 0 | 2024-02-07 | 0 | 2024-02-07 | 6 | 10 | 4 | 1,8 | 2 | 7500 | 5,06 | NA | NA | NA | NA | NA | 30m² | NA | NA | NA | NA | NA | NA | NA | NA | NA | NA | NA | NA | NA | NA | NA | NA | NA | NA | NA | NA | NA | NA | NA | NA | NA | NA | NA | NA | NA | NA | NA | NA | NA | NA | NA | NA | NA | NA | NA | SD | 100%
133 | 2023-07-07 | 3 | 2023-10-07 | 0 | 2023-10-07 | 0 | 2023-10-07 | 3 | 2024-01-07 | 1 | 2024-02-07 | 0 | 2024-02-07 | 0 | 2024-02-07 | 3 | 7 | 0,3 | 0,26 | 0,23 | 15 | 0,086 | NA | NA | NA | NA | NA | NA | NA | NA | NA | NA | NA | NA | NA | NA | NA | NA | NA | NA | NA | NA | NA | NA | NA | NA | NA | NA | NA | NA | NA | NA | NA | NA | NA | NA | NA | NA | NA | NA | NA | NA | NA | NA | NA | NA | NA | SD | 100%
134 | 2023-07-07 | 3 | 2023-10-07 | 0 | 2023-10-07 | 0 | 2023-10-07 | 3 | 2024-01-07 | 1 | 2024-02-07 | 0 | 2024-02-07 | 0 | 2024-02-07 | 3 | 7 | TBD | TBD | TBD | TBD | TBD | NA | NA | NA | NA | NA | NA | NA | NA | NA | NA | NA | NA | NA | NA | NA | NA | NA | NA | NA | NA | NA | NA | NA | NA | NA | NA | NA | NA | NA | NA | NA | NA | NA | NA | NA | NA | NA | NA | NA | NA | NA | NA | NA | NA | NA | SD | 0%
135 | 2023-07-07 | 3 | 2023-10-07 | 0 | 2023-10-07 | 0 | 2023-10-07 | 3 | 2024-01-07 | 1 | 2024-02-07 | 0 | 2024-02-07 | 0 | 2024-02-07 | 3 | 7 | 4 | 1 | 1 | 75 | 4 | NA | NA | NA | NA | NA | NA | NA | NA | NA | NA | NA | NA | NA | NA | NA | NA | NA | NA | NA | NA | NA | NA | NA | NA | NA | NA | NA | NA | NA | NA | NA | NA | NA | NA | NA | NA | NA | NA | NA | NA | NA | NA | NA | NA | NA | NO SD | 100%
139 | 2023-03-13 | 4 | 2023-07-13 | 0 | 2023-07-13 | 9 | 2024-04-13 | 3 | 2024-07-13 | 1 | 2024-08-13 | 1 | 2024-09-13 | 0 | 2024-09-13 | 12 | 18 | 1,2 | 0,6 | 1,75 | 315 | 0,72 | NA | NA | NA | NA | NA | NA | YES | NA | 4,5 | 1,5 | 2,2 | 800 | 7 | NA | NA | NA | NA | NA | NA | NA | NA | NA | NA | NA | NA | NA | NA | NA | NA | NA | NA | NA | 380V Tri 50Hz | 5,5 | Manual | NA | NA | Scraps and dust | NA | NA | NA | YES | NO | NO | NO | NO SD | 100%
142 | 2023-07-13 | 4 | 2023-11-13 | 0 | 2023-11-13 | 0 | 2023-11-13 | 9 | 2024-08-13 | 1 | 2024-09-13 | 0 | 2024-09-13 | 0 | 2024-09-13 | 9 | 14 | 16 | 7 | 1,5 | < 3T | 110 | NO | NA | NA | NO | NO | NA | NO | NO | NA | NA | NA | 30000 | 120 | Multiples | NA | NA | NA | NA | NA | NA | NA | NA | NA | NA | NA | NA | NA | NA | NA | NA | NA | NA | NA | NA | NA | NA | NA | chutes/scories/electrodes,,,,,,, | NA | NA | NA | NO | NO | NO | NO | SD | 100%
143 | 2023-10-13 | 4 | 2024-02-13 | 0 | 2024-02-13 | 0 | 2024-02-13 | 6 | 2024-08-13 | 1 | 2024-09-13 | 0 | 2024-09-13 | 0 | 2024-09-13 | 6 | 11 | 1 | 1 | 1,3 | 50 | 1,5 | NA | NA | NA | NA | NA | NA | NA | NA | NA | NA | NA | NA | NA | NA | NA | NA | NA | NA | NA | NA | NA | NA | NA | NA | NA | NA | NA | NA | NA | NA | NA | NA | NA | NA | NA | NA | NA | NA | NA | NA | NA | NA | NA | NA | NA | possible | 100%
144 | 2023-10-13 | 4 | 2024-02-13 | 0 | 2024-02-13 | 0 | 2024-02-13 | 6 | 2024-08-13 | 1 | 2024-09-13 | 0 | 2024-09-13 | 0 | 2024-09-13 | 6 | 11 | 10 | 10 | 1,5 | < 3T | 100 | NO | NA | NA | NO | NO | NA | NO | NO | NA | NA | NA | 30000 | 100 | Multiples | NA | NA | NA | NA | NA | NA | NA | NA | NA | NA | NA | NA | NA | NA | NA | NA | NA | NA | NA | NA | Manual | NA | NA | chutes/scories/electrodes,,,,,,, | NA | NO | NO | NO | NO | NO | NO | SD | 100%
145 | 2023-09-13 | 4 | 2024-01-13 | 0 | 2024-01-13 | 0 | 2024-01-13 | 6 | 2024-07-13 | 1 | 2024-08-13 | 1 | 2024-09-13 | 0 | 2024-09-13 | 6 | 12 | 4 | 4 | 3 | < 3T | 16 | NO | NA | NA | NA | NO | NA | NO | NA | NA | NA | NA | 3000 | 20 | Multiples | NA | NA | NA | NA | NA | NA | NA | NA | NA | NA | NA | NA | NA | NA | NA | NA | NA | NA | NA | NA | NA | NA | NA | NA | NA | NA | NA | NO | NO | NO | NO | SD | 100%
148 | 2024-01-13 | 4 | 2024-05-13 | 0 | 2024-05-13 | 0 | 2024-05-13 | 3 | 2024-08-13 | 1 | 2024-09-13 | 0 | 2024-09-13 | 0 | 2024-09-13 | 3 | 8 | 1,85 | 0,95 | 0,8 | 110 | 1,76 | NA | NA | NA | NA | NA | NA | NA | NA | NA | NA | NA | NA | NA | NA | NA | NA | NA | NA | NA | NA | NA | NA | NA | NA | NA | NA | NA | NA | NA | NA | NA | NA | NA | NA | NA | NA | NA | NA | NA | NA | NA | NA | NA | NA | NA | SD | 100%
150 | 2023-07-13 | 4 | 2023-11-13 | 0 | 2023-11-13 | 0 | 2023-11-13 | 9 | 2024-08-13 | 1 | 2024-09-13 | 0 | 2024-09-13 | 0 | 2024-09-13 | 9 | 14 | 12 | 12 | 6,5 | 5000 | 144 | NO | NA | NA | NO | NO | NA | NO | NO | NA | NA | NA | 65000 | 150 | Multiples | NA | NA | NA | NA | NA | NA | NA | NA | NA | NA | NA | NA | NA | NA | NA | NA | NA | NA | NA | NA | NA | NA | NA | NA | NA | NA | NA | NO | NO | NO | NO | SD | 100%
151 | 2023-10-13 | 4 | 2024-02-13 | 0 | 2024-02-13 | 0 | 2024-02-13 | 6 | 2024-08-13 | 1 | 2024-09-13 | 0 | 2024-09-13 | 0 | 2024-09-13 | 6 | 11 | 3 | 2,5 | 1,5 | < 3T | 7,5 | NO | NA | NA | NO | NO | NA | NO | NO | NA | NA | NA | 10000 | 10 | Multiples | NA | NA | NA | NA | NA | NA | NA | NA | NA | NA | NA | NA | NA | NA | NA | NA | NA | NA | NA | NA | NA | NA | NA | chutes/scories/electrodes,,,,,,, | NA | NA | NA | NO | NO | NO | NO | possible | 100%
153 | 2023-03-13 | 4 | 2023-07-13 | 0 | 2023-07-13 | 9 | 2024-04-13 | 3 | 2024-07-13 | 1 | 2024-08-13 | 1 | 2024-09-13 | 0 | 2024-09-13 | 12 | 18 | 1,52 | 0,65 | 1,17 | 1800 | 1 | NO | NA | NA | NA | NO | NA | YES | NO | 1,52 | 0,65 | 2,2 | 2000 | 1 | 1 | NA | NA | NA | NA | NA | NA | NA | NA | NA | NA | NA | NA | NA | NA | NA | NA | NA | NA | 400V Tri 50Hz | 4 | Manual | NA | NA | NA | NA | NA | NA | NO | NO | YES | NO | NO SD | 100%
154 | 2023-03-13 | 4 | 2023-07-13 | 0 | 2023-07-13 | 9 | 2024-04-13 | 3 | 2024-07-13 | 1 | 2024-08-13 | 1 | 2024-09-13 | 0 | 2024-09-13 | 12 | 18 | 2,25 | 1,1 | 1,22 | 4000 | 2,5 | NO | NA | NA | YES | NO | NA | YES | NO | 4 | 4 | 2,2 | 4500 | 16 | 4 | NA | NA | NA | NA | NA | NA | NA | NA | NA | NA | NA | NA | NA | NA | NA | NA | NA | NA | 380V Tri 50Hz | 15 | Manual | NA | NA | NA | NA | NA | NA | NO | NO | NO | NO | NO SD | 100%
156 | 2019-03-18 | 5 | 2019-08-18 | 6 | 2020-02-18 | 9 | 2020-11-18 | 18 | 2022-05-18 | 3 | 2022-08-18 | 6 | 2023-02-18 | 19 | 2024-09-18 | 33 | 66 | 26 | 15 | 7,8 | 1600000 | 390 | YES | YES | l: 26 w: 15 d: 10,2 | YES | NO | NA | YES | NO | 26 | 15 | 9 | 1660000 | 390 | 2 | NA | NA | NA | NA | NA | NA | NA | NA | NA | NA | NA | NA | NA | NA | NA | NA | Chilled water | NA | 400V Tri 50Hz | 630 | Manual | NA | NA | NA | NA | NA | NA | YES | NO | NO | NO | NO SD | 100% | TOP35
159 | 2021-12-13 | 5 | 2022-05-13 | 3 | 2022-08-13 | 9 | 2023-05-13 | 9 | 2024-02-13 | 3 | 2024-05-13 | 1 | 2024-06-13 | 3 | 2024-09-13 | 21 | 33 | 5 | 3,5 | 3,5 | 26500 | 17,5 | YES | YES | l: 5,5 w: 3 d: 0,5 | YES | NO | NA | YES | NO | 7 | 7 | 3,5 | 27500 | 49 | 1 | NA | NA | NA | NA | NA | NA | NA | NA | NA | NA | NA | NA | NA | NA | NA | NA | NA | NA | 400V Tri 50Hz | 37 | Automatic | YES | YES | NA | NA | NA | NA | NO | NO | NO | NO | NO SD | 100%
160 | 2022-04-13 | 4 | 2022-08-13 | 3 | 2022-11-13 | 9 | 2023-08-13 | 6 | 2024-02-13 | 3 | 2024-05-13 | 1 | 2024-06-13 | 3 | 2024-09-13 | 18 | 29 | 2,8 | 3,65 | 2,35 | 4350 | 9,5 | YES | YES | l: 2,8 w: 3,65 d: 0,5 | YES | NO | NA | YES | NO | 4,8 | 5,6 | 2,35 | 4500 | 27 | 1 | NA | NA | NA | NA | NA | NA | NA | NA | NA | NA | NA | NA | NA | NA | NA | NA | NA | NA | 400V Tri 50Hz | 13 | Automatic | YES | YES | Chips and lubricant | NA | NA | NA | NO | NO | NO | NO | NO SD | 100%
161.01 | 2021-12-13 | 5 | 2022-05-13 | 3 | 2022-08-13 | 9 | 2023-05-13 | 9 | 2024-02-13 | 3 | 2024-05-13 | 1 | 2024-06-13 | 3 | 2024-09-13 | 21 | 33 | 5 | 4,4 | 3,4 | 46000 | 22 | NO | NA | NA | YES | NO | NA | YES | NO | 7 | 11 | 3,4 | 50000 | 77 | 1 | NA | NA | NA | NA | NA | NA | NA | NA | NA | NA | NA | NA | NA | NA | NA | NA | NA | NA | 380V Tri 50Hz | 58 | Automatic | YES | YES | Scraps | NA | NA | NA | NO | NO | NO | NO | NO SD | 100%
161.02 | 2021-12-13 | 5 | 2022-05-13 | 3 | 2022-08-13 | 9 | 2023-05-13 | 9 | 2024-02-13 | 3 | 2024-05-13 | 1 | 2024-06-13 | 3 | 2024-09-13 | 21 | 33 | 5 | 4,4 | 3,4 | 46000 | 22 | NO | NA | NA | YES | NO | NA | YES | NO | 7 | 11 | 3,4 | 50000 | 77 | 1 | NA | NA | NA | NA | NA | NA | NA | NA | NA | NA | NA | NA | NA | NA | NA | NA | NA | NA | 380V Tri 50Hz | 58 | Automatic | YES | YES | Scraps | NA | NA | NA | NO | NO | NO | NO | NO SD | 100%
162 | 2022-04-13 | 4 | 2022-08-13 | 3 | 2022-11-13 | 9 | 2023-08-13 | 6 | 2024-02-13 | 3 | 2024-05-13 | 1 | 2024-06-13 | 3 | 2024-09-13 | 18 | 29 | 3,2 | 1,25 | 3,2 | 8300 | 4 | NO | NA | NA | YES | NO | NA | YES | NO | 5,2 | 4,25 | 3,2 | 9300 | 22 | 1 | NA | NA | NA | NA | NA | NA | NA | NA | NA | NA | NA | NA | NA | NA | NA | NA | NA | NA | 400V Tri 50Hz | 10 | Manual | NA | NA | Chips and lubricant | NA | NA | NA | NO | NO | NO | NO | NO SD | 100%
163 | 2022-04-13 | 4 | 2022-08-13 | 3 | 2022-11-13 | 9 | 2023-08-13 | 6 | 2024-02-13 | 3 | 2024-05-13 | 1 | 2024-06-13 | 3 | 2024-09-13 | 18 | 29 | 3 | 1,5 | 2 | 3000 | 4,5 | NO | NA | NA | NO | NO | NA | YES | NO | 4,5 | 3 | 2,2 | 3500 | 13,5 | 2 | NA | NA | 7 | NA | NA | NA | NA | NA | NA | NA | NA | NA | NA | NA | NA | NA | NA | NA | 380V Tri 50Hz | 10 | Manual | NA | NA | Chips / coolant | NA | NA | NA | NO | NO | NO | NO | NO SD | 100%
164 | 2019-09-01 | 5 | 2020-02-01 | 3 | 2020-05-01 | 19 | 2021-12-01 | 6 | 2022-06-01 | 3 | 2022-09-01 | 3 | 2022-12-01 | 3 | 2023-03-01 | 28 | 42 | 13 | 8 | 4,2 | 6000 | 104 | NO | NA | NA | YES | NO | NA | YES | Water gutter | 14 | 9 | 4 | 18000 | 126 | 1 | NA | NA | NA | NA | NA | argon O2 N2 Flamal | 0,7 12 8 5 | NA | Water system | NA | 13 | 0,83 | NA | smoke | NA | NA | NA | NA | 400V Tri 50Hz | 12 | Automatic | YES | YES | sludges | NA | NA | NA | YES | NO | NO | NO | NO SD | 100% | TOP35
166 | 2019-09-01 | 5 | 2020-02-01 | 3 | 2020-05-01 | 19 | 2021-12-01 | 6 | 2022-06-01 | 3 | 2022-09-01 | 3 | 2022-12-01 | 3 | 2023-03-01 | 28 | 42 | 12 | 6 | 3 | 42000 | 72 | NO | NA | NA | YES | NO | NA | YES | Water gutter | 17 | 9 | 3 | 52000 | 153 | 1 | NA | NA | 7 | NA | NA | NA | NA | NA | NA | NA | supply 5bar outlet(mean 4500bar max 6200bar) | NA | NA | NA | NA | NA | NA | NA | 380V Tri 50Hz | 125 | Automatic | YES | YES | water, silica, scraps | NA | NA | NA | NO | NO | YES | NO | NO SD | 100% | TOP35
168 | 2019-06-01 | 5 | 2019-11-01 | 5 | 2020-04-01 | 5 | 2020-09-01 | 15 | 2021-12-01 | 3 | 2022-03-01 | 6 | 2022-09-01 | 6 | 2023-03-01 | 25 | 45 | 15 | 5 | 6 | 650000 | 75 | YES | YES | d: 6 | YES | NO | NA | NO | NO | 15 | 15 | 9 | 700000 | 225 | 2 | NA | NA | NA | NA | NA | NA | NA | NA | NA | NA | NA | NA | NA | NA | NA | NA | cooling water | NA | 380V Tri 50Hz | 200 | Manual | NA | NA | NA | NA | NA | NA | NO | NO | NO | NO | NO SD | 100% | TOP35
170 | 2019-06-01 | 5 | 2019-11-01 | 4 | 2020-03-01 | 7 | 2020-10-01 | 11 | 2021-09-01 | 3 | 2021-12-01 | 6 | 2022-06-01 | 9 | 2023-03-01 | 22 | 45 | 10 | 12 | 13 | 8000 | 120 | NO | NA | NA | YES | NO | NA | YES | NO | 10 | 10 | 13 | 16000 | 100 | 1 | NA | NA | 7 | NA | NA | argon, flamal and ATAL | Gaz comprimé 9 bars Gaz de chauffe 5bars gaz de protection du soudage ATAL 5 bars | NA | 4 racks of 6 bottles | NA | NA | NA | NA | smoke | NA | workshop water system | NA | NA | 400V Tri 50Hz | 150 | Automatic | YES | YES | dusts, smoke et slag | NA | NA | NA | YES | NO | NO | NO | NO SD | 100% | TOP35
171 | 2019-10-12 | 5 | 2020-03-12 | 4 | 2020-07-12 | 7 | 2021-02-12 | 11 | 2022-01-12 | 3 | 2022-04-12 | 6 | 2022-10-12 | 9 | 2023-07-12 | 22 | 45 | 16 | 5 | 4,5 | 10000 | 80 | NO | NA | NA | YES | NO | NA | YES | NO | 21 | 16 | 10 | 65000 | 336 | 2 | 2 girder on floor | NA | 7 | NA | NA | o² flamal 31 (Preheating) and Argon (welding) | NA | NA | bottles | NA | NA | NA | NA | NA | NA | NA | NA | NA | 400V Tri 50Hz | 150 + think to add the turning gear | Automatic | YES | YES | dust, slag, coils, filler ware | NA | NA | NA | YES | NO | NO | NO | NO SD | 100% | TOP35
177 | 2022-05-01 | 3 | 2022-08-01 | 0 | 2022-08-01 | 0 | 2022-08-01 | 6 | 2023-02-01 | 1 | 2023-03-01 | 0 | 2023-03-01 | 0 | 2023-03-01 | 6 | 10 | TBD | TBD | TBD | TBD | TBD | NA | NA | NA | NA | NA | NA | NA | NA | NA | NA | NA | NA | NA | NA | NA | NA | NA | NA | NA | NA | NA | NA | NA | NA | NA | NA | NA | NA | NA | NA | NA | NA | NA | NA | NA | NA | NA | NA | NA | NA | NA | NA | NA | NA | NA | NO SD | 0%
178 | 2019-05-01 | 5 | 2019-10-01 | 5 | 2020-03-01 | 10 | 2021-01-01 | 13 | 2022-02-01 | 3 | 2022-05-01 | 6 | 2022-11-01 | 4 | 2023-03-01 | 28 | 46 | 15 | 10 | 5,31 | 10500 | 150 | YES | NO | l: 12 w: 4 d: 1 | YES | NO | NA | YES | NO | 15 | 14 | 5,31 | 23000 | 210 | 1 | NA | NA | NA | NA | NA | NA | NA | NA | NA | NA | NA | NA | NA | NA | NA | NA | NA | NA | 400V Tri 50Hz | 60 | Manual | NA | NA | chips | NA | NA | NA | NO | NO | NO | NO | NO SD | 100% | TOP35
180 | 2022-08-01 | 3 | 2022-11-01 | 0 | 2022-11-01 | 0 | 2022-11-01 | 3 | 2023-02-01 | 1 | 2023-03-01 | 0 | 2023-03-01 | 0 | 2023-03-01 | 3 | 7 | 7,45 | 7,45 | 1,2 | 1200 | 56 | NO | NA | NA | NO | NO | NA | NO | NO | 7,45 | 7,45 | 1,2 | 13200 | 56 | NA | NA | NA | NA | NA | NA | NA | NA | NA | NA | NA | NA | NA | NA | NA | NA | NA | NA | NA | NA | NA | NA | NA | NA | NA | NA | NA | NA | NO | NO | NO | NO | SD | 100%
181 | 2022-07-01 | 4 | 2022-11-01 | 0 | 2022-11-01 | 0 | 2022-11-01 | 3 | 2023-02-01 | 1 | 2023-03-01 | 0 | 2023-03-01 | 0 | 2023-03-01 | 3 | 8 | 7,7 | 7,7 | 1 | 1200 | 60 | NO | NA | NA | NO | NO | NA | NO | NO | 7,7 | 7,7 | 1 | 7200 | 60 | NA | NA | NA | NA | NA | NA | NA | NA | NA | NA | NA | NA | NA | NA | NA | NA | NA | NA | NA | NA | NA | NA | NA | NA | NA | NA | NA | NA | NO | NO | NO | NO | SD | 100%
183 | 2022-04-01 | 4 | 2022-08-01 | 0 | 2022-08-01 | 0 | 2022-08-01 | 6 | 2023-02-01 | 1 | 2023-03-01 | 0 | 2023-03-01 | 0 | 2023-03-01 | 6 | 11 | 9 | 9 | 0,8 | < 3T | 81 | NO | NA | NA | NO | NO | NA | NO | NO | NA | NA | NA | 500 | 100 | 4 | NA | NA | NA | NA | NA | NA | NA | NA | NA | NA | NA | NA | NA | NA | NA | NA | NA | NA | NA | NA | NA | NA | NA | chutes/scories/electrodes,,,,,,, | NA | NA | NA | NO | NO | NO | NO | possible | 100%
184 | 2022-04-01 | 4 | 2022-08-01 | 0 | 2022-08-01 | 0 | 2022-08-01 | 6 | 2023-02-01 | 1 | 2023-03-01 | 0 | 2023-03-01 | 0 | 2023-03-01 | 6 | 11 | 9 | 9 | 2 | 1000 | 81 | NO | NA | NA | NO | NO | NA | NO | NO | NA | NA | NA | 3500 | 100 | 4 | NA | NA | NA | NA | NA | NA | NA | NA | NA | NA | NA | NA | NA | NA | NA | NA | NA | NA | NA | NA | NA | NA | NA | chutes/scories/electrodes,,,,,,, | NA | NA | NA | NO | NO | NO | NO | possible | 100%
185 | 2022-01-01 | 4 | 2022-05-01 | 0 | 2022-05-01 | 0 | 2022-05-01 | 9 | 2023-02-01 | 1 | 2023-03-01 | 0 | 2023-03-01 | 0 | 2023-03-01 | 9 | 14 | 10 | 10 | 1,5 | 1500 | 100 | NO | NA | NA | NO | NO | NA | NO | NO | 12 | 12 | 3 | 2500 | 144 | 4 | NA | NA | NA | NA | NA | NA | NA | NA | NA | NA | NA | NA | NA | NA | NA | NA | NA | NA | NA | NA | NA | NA | NA | chutes/scories/electrodes,,,,,,, | NA | NA | NA | NO | NO | NO | NO | possible | 100%
186 | 2022-08-01 | 3 | 2022-11-01 | 0 | 2022-11-01 | 0 | 2022-11-01 | 3 | 2023-02-01 | 1 | 2023-03-01 | 0 | 2023-03-01 | 0 | 2023-03-01 | 3 | 7 | TBD | TBD | TBD | TBD | TBD | NA | NA | NA | NO | NO | 1m² | NO | NO | NA | NA | NA | NA | NA | NA | NA | NA | NA | NA | NA | NA | NA | NA | NA | NA | NA | NA | NA | NA | NA | NA | NA | NA | NA | NA | NA | NA | NA | NA | NA | NA | NA | NO | NO | NO | NO | SD | 60%
187 | 2022-04-01 | 4 | 2022-08-01 | 0 | 2022-08-01 | 0 | 2022-08-01 | 6 | 2023-02-01 | 1 | 2023-03-01 | 0 | 2023-03-01 | 0 | 2023-03-01 | 6 | 11 | 9129 | 2495 | 3,14 | 3500 | 19 | NO | NA | NA | NO | NO | NA | NO | NA | NA | NA | NA | 9500 | 20 | Multiples | NA | NA | NA | NA | NA | NA | NA | NA | NA | NA | NA | NA | NA | NA | NA | NA | NA | NA | NA | NA | NA | NA | NA | NA | NA | NA | NA | NO | NO | NO | NO | SD | 100%
189 | 2020-07-01 | 4 | 2020-11-01 | 3 | 2021-02-01 | 9 | 2021-11-01 | 9 | 2022-08-01 | 3 | 2022-11-01 | 1 | 2022-12-01 | 3 | 2023-03-01 | 21 | 32 | 7 | 9,5 | 2,65 | 5000 | 66,5 | NO | NA | NA | NO | NO | NA | YES | NO | 11 | 10 | 2,65 | 5500 | 110 | 1 | NA | NA | NA | NA | NA | NA | NA | NA | NA | NA | NA | NA | NA | NA | NA | NA | NA | NA | 400V Tri 50Hz | 4 | Manual | NA | NA | Scraps | NA | NA | NA | NO | NO | NO | NO | NO SD | 100%
192 | 2019-10-01 | 5 | 2020-03-01 | 3 | 2020-06-01 | 9 | 2021-03-01 | 9 | 2021-12-01 | 3 | 2022-03-01 | 6 | 2022-09-01 | 6 | 2023-03-01 | 21 | 41 | 12 | 7 | 7 | 300000 | 84 | YES | YES | l: 14 w: 6,5 d: 2,3 | YES | NO | NA | YES | NO | 18 | 16 | 7 | 312000 | 288 | 1 | NA | NA | NA | NA | NA | NA | NA | NA | NA | NA | NA | NA | NA | NA | NA | NA | NA | NA | 380V Tri 50Hz | 240 | Manual | NA | NA | NA | NA | NA | NA | NO | NO | NO | NO | NO SD | 100% | TOP35
193 | 2023-10-26 | 5 | 2024-03-26 | 3,75 | 2024-07-26 | 9 | 2025-04-26 | 11,25 | 2026-03-26 | 3 | 2026-06-26 | 3 | 2026-09-26 | 3 | 2026-12-26 | 23 | 37 | 20 | 6 | 4 | 16000 | 120 | NO | NA | NA | YES | NO | NA | YES | NO | 20 | 6 | 4 | 16000 | 120 | 1 | NA | NA | NA | NA | NA | NA | NA | NA | NA | NA | 375 | NA | NA | NA | NA | NA | NA | NA | 380V Tri 50Hz | 300 kW AC 300 kW DC | Manual | NA | NA | NA | NA | NA | NA | YES | NO | YES | NO | NO SD | 100%
194 | 2020-01-12 | 5 | 2020-06-12 | 3 | 2020-09-12 | 17 | 2022-02-12 | 9 | 2022-11-12 | 3 | 2023-02-12 | 1 | 2023-03-12 | 4 | 2023-07-12 | 29 | 42 | 5,52 | 4,58 | 7,2 | 30000 | 252816 | NO | NA | NA | YES | NO | NA | YES | NO | NA | NA | NA | 30000 | 27 | 1 | mobil equipement for 5 stations | NA | NA | NA | NA | NA | NA | NA | NA | NA | NA | NA | NA | NA | NA | NA | NA | NA | 400V Tri 50Hz | 22 | Automatic | YES | YES | chips et lubricant | NA | NA | NA | NO | NO | NO | NO | NO SD | 100% | TOP35
195 | 2019-10-16 | 5 | 2020-03-16 | 4 | 2020-07-16 | 12 | 2021-07-16 | 11 | 2022-06-16 | 3 | 2022-09-16 | 6 | 2023-03-16 | 9 | 2023-12-16 | 27 | 50 | 33 | 10 | 12,78 | 35640 | 330 | NO | NA | NA | YES | NO | NA | YES | NO | 28 | 18 | 13 mini | 146000 | 504 | 6 rails 2 for 10 turning gears 2 for welding machine 2 for machine tool | NA | NA | NA | NA | NA | NA | NA | NA | NA | NA | NA | NA | NA | smokes and flux | NA | workshop suction system | NA | NA | 400V Tri 50Hz | 400 | Automatic | YES | YES | flux, slag, electrodes, coils | NA | NA | flux recyclé 1 fois | YES | NO | NO | NO | NO SD | 100% | TOP35
199 | 2023-10-26 | 5 | 2024-03-26 | 3,75 | 2024-07-26 | 9 | 2025-04-26 | 11,25 | 2026-03-26 | 3 | 2026-06-26 | 3 | 2026-09-26 | 3 | 2026-12-26 | 23 | 37 | 20 | 6 | 5 | 10000 | 120 | YES | YES | diameter: 1 depth: 11 | YES | NO | NA | YES | NO | 20 | 6 | 5 | 10000 | 120 | 1 | NA | NA | 7 + HP | NA | NA | NA | NA | NA | NA | NA | 100 | NA | NA | NA | NA | NA | Refrigerated water | NA | 380V Tri 50Hz | 300 kW AC 300 kW DC | Manual | NA | YES | NA | NA | NA | NA | NO | NO | YES | NO | NO SD | 100%
202 | 2019-07-12 | 4 | 2019-11-12 | 3 | 2020-02-12 | 25 | 2022-03-12 | 9 | 2022-12-12 | 3 | 2023-03-12 | 1 | 2023-04-12 | 3 | 2023-07-12 | 37 | 48 | 4,63 | 4,12 | 1 | 5000 | 17 | NA | NA | NA | YES | NA | NA | NA | NA | 7,5 | 8 | 10 | 13000 | 60 | 4 | NA | NA | NA | NA | NA | NA | NA | NA | NA | NA | NA | NA | NA | NA | NA | NA | NA | NA | 24V | 15 | Automatic | NA | NA | NA | NA | NA | NA | NO | NO | NO | NO | NO SD | 100% | TOP35
206 | 2022-05-12 | 4 | 2022-09-12 | 0 | 2022-09-12 | 0 | 2022-09-12 | 9 | 2023-06-12 | 1 | 2023-07-12 | 0 | 2023-07-12 | 0 | 2023-07-12 | 9 | 14 | 4,7 | 4,7 | 4,6 | 12000 | 22,5 | NO | NA | NA | NO | NO | NA | NA | NA | NA | NA | NA | NA | NA | NA | NA | NA | NA | NA | NA | NA | NA | NA | NA | NA | NA | NA | NA | NA | NA | NA | NA | NA | NA | NA | Manual | NA | NA | NA | NA | NA | NA | NO | NO | NO | NO | possible | 100%
207 | 2022-05-12 | 4 | 2022-09-12 | 0 | 2022-09-12 | 0 | 2022-09-12 | 9 | 2023-06-12 | 1 | 2023-07-12 | 0 | 2023-07-12 | 0 | 2023-07-12 | 9 | 14 | 4,7 | 4,7 | 4,6 | 19000 | 22,5 | NO | NA | NA | NO | NO | NA | NA | NA | NA | NA | NA | NA | NA | NA | NA | NA | NA | NA | NA | NA | NA | NA | NA | NA | NA | NA | NA | NA | NA | NA | NA | NA | NA | NA | Manual | NA | NA | NA | NA | NA | NA | NO | NO | NO | NO | possible | 100%
212 | 2019-10-01 | 5 | 2020-03-01 | 3 | 2020-06-01 | 12 | 2021-06-01 | 9 | 2022-03-01 | 3 | 2022-06-01 | 6 | 2022-12-01 | 3 | 2023-03-01 | 24 | 41 | 12 | 5,5 | 3,5 | 34000 | 66 | YES | YES | l: 10 w: 3 d: 1 | YES | NO | NA | YES | NO | 10 | 5 | 3,5 | 46000 | 50 | 1 | NA | NA | NA | NA | NA | NA | NA | NA | NA | NA | NA | NA | NA | NA | NA | NA | NA | NA | 380V Tri 50Hz | 45 | Automatic | YES | YES | chips et lubricant | NA | NA | NA | NO | NO | NO | NO | NO SD | 100% | TOP35
214 | 2021-09-08 | 3 | 2021-12-08 | 3 | 2022-03-08 | 0 | 2022-03-08 | 6 | 2022-09-08 | 3 | 2022-12-08 | 0 | 2022-12-08 | 3 | 2023-03-08 | 9 | 18 | 7,12 | 2,62 | 2,86 | 1500 | 18,6 | NA | NA | NA | NA | NA | NA | NA | NA | NA | NA | NA | NA | 10x10=100m² | NA | NA | NA | NA | NA | NA | NA | NA | NA | NA | NA | NA | NA | NA | NA | NA | NA | NA | NA | NA | NA | NA | NA | NA | NA | NA | NA | NA | NA | NA | NA | NA | NO SD | 100%
217 | 2023-01-16 | 4 | 2023-05-16 | 0 | 2023-05-16 | 0 | 2023-05-16 | 6 | 2023-11-16 | 1 | 2023-12-16 | 0 | 2023-12-16 | 0 | 2023-12-16 | 6 | 11 | 1,2 | 0,8 | 0,42 | 1650 | 0,96 | NA | NA | NA | NA | NA | NA | NA | NA | NA | NA | NA | NA | NA | NA | NA | NA | NA | NA | NA | NA | NA | NA | NA | NA | NA | NA | NA | NA | NA | NA | NA | NA | NA | NA | NA | NA | NA | NA | NA | NA | NA | NA | NA | NA | NA | SD | 100%
218 | 2023-02-05 | 3 | 2023-05-05 | 0 | 2023-05-05 | 0 | 2023-05-05 | 12 | 2024-05-05 | 1 | 2024-06-05 | 0 | 2024-06-05 | 0 | 2024-06-05 | 12 | 16 | 7,3 | 1,9 | 3 | 17000 | 13,87 | NA | NA | NA | NA | NA | NA | NA | NA | NA | NA | NA | NA | NA | NA | NA | NA | NA | NA | NA | NA | NA | NA | NA | NA | NA | NA | NA | NA | NA | NA | NA | NA | NA | NA | NA | NA | NA | NA | NA | NA | NA | NA | NA | NA | NA | SD | 100%
220 | 2023-01-16 | 4 | 2023-05-16 | 0 | 2023-05-16 | 0 | 2023-05-16 | 6 | 2023-11-16 | 1 | 2023-12-16 | 0 | 2023-12-16 | 0 | 2023-12-16 | 6 | 11 | NA | NA | NA | NA | NA | NA | NA | NA | NA | NA | NA | NA | NA | NA | NA | NA | NA | NA | NA | NA | NA | NA | NA | NA | NA | NA | NA | NA | NA | NA | NA | NA | NA | NA | NA | NA | NA | NA | NA | NA | NA | NA | NA | NA | NA | NA | NA | NA | NA | NA | possible | 100%
221 | 2020-01-12 | 5 | 2020-06-12 | 3 | 2020-09-12 | 16 | 2022-01-12 | 9 | 2022-10-12 | 3 | 2023-01-12 | 3 | 2023-04-12 | 3 | 2023-07-12 | 28 | 42 | 4,5 | 4,5 | 0,7 | 12000 | 20 | YES | NA | NA | YES | NO | NA | YES | NO | 5 | 5 | 5 | 162000 | 25 | 1 | NA | NA | 7 | NA | NA | NA | NA | NA | NA | NA | NA | NA | NA | NA | NA | NA | NA | NA | 380V Tri 50Hz | 3 | Automatic | YES | YES | NA | NA | NA | NA | NO | NO | NO | NO | NO SD | 100% | TOP35
222 | 2023-02-16 | 3 | 2023-05-16 | 0 | 2023-05-16 | 0 | 2023-05-16 | 6 | 2023-11-16 | 1 | 2023-12-16 | 0 | 2023-12-16 | 0 | 2023-12-16 | 6 | 10 | TBD | TBD | TBD | TBD | TBD | NA | NA | NA | NA | NA | NA | NA | NA | NA | NA | NA | NA | NA | NA | NA | NA | NA | NA | NA | NA | NA | NA | NA | NA | NA | NA | NA | NA | NA | NA | NA | NA | NA | NA | NA | NA | NA | NA | NA | NA | NA | NA | NA | NA | NA | SD | 0%
223 | 2019-10-16 | 5 | 2020-03-16 | 3 | 2020-06-16 | 24 | 2022-06-16 | 9 | 2023-03-16 | 3 | 2023-06-16 | 3 | 2023-09-16 | 3 | 2023-12-16 | 36 | 50 | 4,8 | 2,3 | 2,5 | 13600 | 11 | NO | NA | NA | YES | NO | NA | YES | NO | 4,8 | 2,3 | 2,5 | 13600 | 11 | 2 guide rails | NA | NA | NA | NA | NA | NA | NA | NA | NA | NA | NA | NA | NA | NA | NA | NA | NA | NA | 380V Tri 50Hz | 15 | Automatic | YES | YES | Chips / lubricant | NA | NA | NA | NO | NO | NO | NO | NO SD | 100%
224.01 | 2021-03-08 | 5 | 2021-08-08 | 0 | 2021-08-08 | 14 | 2022-10-08 | 3 | 2023-01-08 | 1 | 2023-02-08 | 1 | 2023-03-08 | 0 | 2023-03-08 | 17 | 24 | 5 | 2,5 | 0,8 | 10000 | 12,5 | YES | NA | NA | YES | NO | NA | NO | NO | 7 | 4,5 | 2,2 | 12000 | 31,5 | 4 | 4 supports by surface plate | NA | NA | NA | NA | NA | NA | NA | NA | NA | NA | NA | NA | NA | NA | NA | NA | NA | NA | NA | NA | NA | NA | NA | NA | NA | NA | NO | NO | NO | NO | NO SD | 100% | TOP35
224.02 | 2021-08-08 | 5 | 2022-01-08 | 0 | 2022-01-08 | 9 | 2022-10-08 | 3 | 2023-01-08 | 1 | 2023-02-08 | 1 | 2023-03-08 | 0 | 2023-03-08 | 12 | 19 | 5 | 2,5 | 0,8 | 10000 | 12,5 | YES | NA | NA | YES | NO | NA | NO | NO | 7 | 4,5 | 2,2 | 12000 | 31,5 | 4 | 4 supports by surface plate | NA | NA | NA | NA | NA | NA | NA | NA | NA | NA | NA | NA | NA | NA | NA | NA | NA | NA | NA | NA | NA | NA | NA | NA | NA | NA | NO | NO | NO | NO | NO SD | 100%
225 | 2021-10-01 | 4 | 2022-02-01 | 0 | 2022-02-01 | 9 | 2022-11-01 | 3 | 2023-02-01 | 1 | 2023-03-01 | 0 | 2023-03-01 | 0 | 2023-03-01 | 12 | 17 | 1,95 | 1,15 | 2365 | 1060 | 2,3 | NO | NA | NA | NA | NO | NA | YES | NO | NA | NA | 7 | 2400 | NA | NA | NA | NA | NA | NA | NA | NA | NA | NA | NA | NA | NA | NA | NA | NA | NA | NA | NA | NA | BATTERIE 24V | NA | Manual | NA | NA | NA | NA | NA | NA | NO | NO | NO | NO | NO SD | 100%
227 | 2023-10-18 | 4 | 2024-02-18 | 0 | 2024-02-18 | 0 | 2024-02-18 | 6 | 2024-08-18 | 1 | 2024-09-18 | 0 | 2024-09-18 | 0 | 2024-09-18 | 6 | 11 | TBD | TBD | TBD | TBD | TBD | NO | NA | NA | NO | NO | NA | NO | NO | NA | NA | NA | NA | NA | 4 | NA | NA | NA | NA | NA | NA | NA | NA | NA | NA | NA | NA | NA | NA | NA | NA | NA | NA | NA | NA | NA | NA | NA | chutes/scories/electrodes,,,,,,, | NA | NA | NA | NO | NO | NO | NO | possible | 70%
228 | 2023-10-18 | 4 | 2024-02-18 | 0 | 2024-02-18 | 0 | 2024-02-18 | 6 | 2024-08-18 | 1 | 2024-09-18 | 0 | 2024-09-18 | 0 | 2024-09-18 | 6 | 11 | TBD | TBD | TBD | TBD | TBD | NO | NA | NA | NO | NO | NA | NO | NO | NA | NA | NA | NA | NA | 4 | NA | NA | NA | NA | NA | NA | NA | NA | NA | NA | NA | NA | NA | NA | NA | NA | NA | NA | NA | NA | NA | NA | NA | chutes/scories/electrodes,,,,,,, | NA | NA | NA | NO | NO | NO | NO | possible | 70%
229 | 2023-07-18 | 4 | 2023-11-18 | 0 | 2023-11-18 | 0 | 2023-11-18 | 9 | 2024-08-18 | 1 | 2024-09-18 | 0 | 2024-09-18 | 0 | 2024-09-18 | 9 | 14 | TBD | TBD | TBD | TBD | TBD | NO | NA | NA | NO | NO | NA | NO | NO | NA | NA | NA | NA | NA | 4 | NA | NA | NA | NA | NA | NA | NA | NA | NA | NA | NA | NA | NA | NA | NA | NA | NA | NA | NA | NA | NA | NA | NA | chutes/scories/electrodes,,,,,,, | NA | NA | NA | NO | NO | NO | NO | possible | 70%
230 | 2023-07-18 | 4 | 2023-11-18 | 0 | 2023-11-18 | 0 | 2023-11-18 | 9 | 2024-08-18 | 1 | 2024-09-18 | 0 | 2024-09-18 | 0 | 2024-09-18 | 9 | 14 | TBD | TBD | TBD | TBD | TBD | NO | NA | NA | NO | NO | NA | NO | NO | NA | NA | NA | NA | NA | 4 | NA | NA | NA | NA | NA | NA | NA | NA | NA | NA | NA | NA | NA | NA | NA | NA | NA | NA | NA | NA | NA | NA | NA | chutes/scories/electrodes,,,,,,, | NA | NA | NA | NO | NO | NO | NO | possible | 70%
231 | 2024-01-18 | 4 | 2024-05-18 | 0 | 2024-05-18 | 0 | 2024-05-18 | 3 | 2024-08-18 | 1 | 2024-09-18 | 0 | 2024-09-18 | 0 | 2024-09-18 | 3 | 8 | TBD | TBD | TBD | TBD | TBD | NA | NA | NA | NA | NA | NA | NA | NA | NA | NA | NA | NA | NA | NA | NA | NA | NA | NA | NA | NA | NA | NA | NA | NA | NA | NA | NA | NA | NA | NA | NA | NA | NA | NA | NA | NA | NA | NA | NA | NA | NA | NA | NA | NA | NA | SD | 0%
233 | 2023-07-18 | 4 | 2023-11-18 | 0 | 2023-11-18 | 0 | 2023-11-18 | 9 | 2024-08-18 | 1 | 2024-09-18 | 0 | 2024-09-18 | 0 | 2024-09-18 | 9 | 14 | TBD | TBD | TBD | TBD | TBD | NA | NA | NA | NA | NA | NA | NA | NA | NA | NA | NA | NA | NA | NA | NA | NA | NA | NA | NA | NA | NA | NA | NA | NA | NA | NA | NA | NA | NA | NA | NA | NA | NA | NA | NA | NA | NA | NA | NA | NA | NA | NA | NA | NA | NA | SD | 0%
234 | 2023-07-18 | 4 | 2023-11-18 | 0 | 2023-11-18 | 0 | 2023-11-18 | 9 | 2024-08-18 | 1 | 2024-09-18 | 0 | 2024-09-18 | 0 | 2024-09-18 | 9 | 14 | TBD | TBD | TBD | TBD | TBD | NO | NA | NA | NA | NO | NA | NO | NA | NA | NA | NA | NA | NA | NA | NA | NA | NA | NA | NA | NA | NA | NA | NA | NA | NA | NA | NA | NA | NA | NA | NA | NA | NA | NA | NA | NA | NA | NA | NA | NA | NA | NO | NO | NO | NO | possible | 60%
241 | 2019-07-01 | 5 | 2019-12-01 | 3 | 2020-03-01 | 18 | 2021-09-01 | 6 | 2022-03-01 | 3 | 2022-06-01 | 6 | 2022-12-01 | 3 | 2023-03-01 | 27 | 44 | 5 | 3 | 4 | 30000 | 15 | YES | NO | l: 5.5 w: 3 d: 0,6 | YES | NO | NA | YES | NO | 15 | 13 | 4 | 33000 | 195 | 1 | NA | NA | NA | NA | NA | NA | NA | NA | NA | NA | NA | NA | NA | NA | NA | NA | NA | NA | 380V Tri 50Hz | 140 | Manual | NA | YES | NA | NA | NA | NA | NO | NO | NO | NO | NO SD | 100% | TOP35
243 | 2025-09-18 | 4 | 2026-01-18 | 0 | 2026-01-18 | 0 | 2026-01-18 | 6 | 2026-07-18 | 1 | 2026-08-18 | 0 | 2026-08-18 | 0 | 2026-08-18 | 6 | 11 | TBD | TBD | TBD | TBD | TBD | NA | NA | NA | NA | NA | NA | NA | NA | NA | NA | NA | NA | NA | NA | NA | NA | NA | NA | NA | NA | NA | NA | NA | NA | NA | NA | NA | NA | NA | NA | NA | NA | NA | NA | NA | NA | NA | NA | NA | NA | NA | NA | NA | NA | NA | possible | 0%
245 | 2025-09-18 | 4 | 2026-01-18 | 0 | 2026-01-18 | 0 | 2026-01-18 | 6 | 2026-07-18 | 1 | 2026-08-18 | 0 | 2026-08-18 | 0 | 2026-08-18 | 6 | 11 | TBD | TBD | TBD | TBD | TBD | NO | NA | NA | NO | NO | NA | NO | NO | NA | NA | NA | NA | NA | 4 | NA | NA | NA | NA | NA | NA | NA | NA | NA | NA | NA | NA | NA | NA | NA | NA | NA | NA | NA | NA | NA | NA | NA | chutes/scories/electrodes,,,,,,, | NA | NA | NA | NO | NO | NO | NO | SD | 70%
248 | 2025-12-18 | 4 | 2026-04-18 | 0 | 2026-04-18 | 0 | 2026-04-18 | 3 | 2026-07-18 | 1 | 2026-08-18 | 0 | 2026-08-18 | 0 | 2026-08-18 | 3 | 8 | TBD | TBD | TBD | TBD | TBD | NO | NA | NA | NO | NO | NA | NO | NO | NA | NA | NA | NA | NA | 4 | NA | NA | NA | NA | NA | NA | NA | NA | NA | NA | NA | NA | NA | NA | NA | NA | NA | NA | NA | NA | NA | NA | NA | chutes/scories/electrodes,,,,,,, | NA | NA | NA | NO | NO | NO | NO | possible | 70%
249 | 2025-09-18 | 4 | 2026-01-18 | 0 | 2026-01-18 | 0 | 2026-01-18 | 6 | 2026-07-18 | 1 | 2026-08-18 | 0 | 2026-08-18 | 0 | 2026-08-18 | 6 | 11 | 3 | 4 | 200 | 1000 | 12 | NO | NA | NA | NA | NO | NA | NO | NO | NA | NA | NA | NA | NA | NA | NA | NA | NA | NA | NA | NA | NA | NA | NA | NA | NA | NA | NA | NA | NA | NA | NA | NA | NA | NA | NA | NA | NA | NA | NA | NA | NA | NO | NO | NO | NO | SD | 100%
250 | 2025-12-18 | 4 | 2026-04-18 | 0 | 2026-04-18 | 0 | 2026-04-18 | 3 | 2026-07-18 | 1 | 2026-08-18 | 0 | 2026-08-18 | 0 | 2026-08-18 | 3 | 8 | TBD | TBD | TBD | TBD | TBD | NA | NA | NA | NA | NA | NA | NA | NA | NA | NA | NA | NA | NA | NA | NA | NA | NA | NA | NA | NA | NA | NA | NA | NA | NA | NA | NA | NA | NA | NA | NA | NA | NA | NA | NA | NA | NA | NA | NA | NA | NA | NA | NA | NA | NA | possible | 0%
251 | 2025-09-18 | 4 | 2026-01-18 | 0 | 2026-01-18 | 0 | 2026-01-18 | 6 | 2026-07-18 | 1 | 2026-08-18 | 0 | 2026-08-18 | 0 | 2026-08-18 | 6 | 11 | TBD | TBD | TBD | TBD | TBD | NO | NA | NA | NO | NO | NA | NA | NA | NA | NA | NA | NA | NA | 4 | NA | NA | NA | NA | NA | NA | NA | NA | NA | NA | NA | NA | NA | NA | NA | NA | NA | NA | NA | NA | Manual | NA | NA | NA | NA | NA | NA | NO | NO | NO | NO | possible | 60%
252 | 2025-09-18 | 4 | 2026-01-18 | 0 | 2026-01-18 | 0 | 2026-01-18 | 6 | 2026-07-18 | 1 | 2026-08-18 | 0 | 2026-08-18 | 0 | 2026-08-18 | 6 | 11 | 4 | 4 | 2 | < 3T | 16 | NO | NA | NA | NA | NA | NA | NO | NO | 6 | 6 | 2,2 | < 3T | 36 | 4 | NA | NA | NA | NA | NA | NA | NA | NA | NA | NA | NA | NA | NA | NA | NA | NA | NA | NA | NA | NA | Manual | NA | NA | NA | NA | NA | NA | NO | NO | NO | NO | possible | 100%
253 | 2025-09-18 | 4 | 2026-01-18 | 0 | 2026-01-18 | 0 | 2026-01-18 | 6 | 2026-07-18 | 1 | 2026-08-18 | 0 | 2026-08-18 | 0 | 2026-08-18 | 6 | 11 | TBD | TBD | TBD | TBD | TBD | NA | NA | NA | NA | NA | NA | NA | NA | NA | NA | NA | NA | NA | NA | NA | NA | NA | NA | NA | NA | NA | NA | NA | NA | NA | NA | NA | NA | NA | NA | NA | NA | NA | NA | NA | NA | NA | NA | NA | NA | NA | NA | NA | NA | NA | possible | 0%
254 | 2025-09-18 | 4 | 2026-01-18 | 0 | 2026-01-18 | 0 | 2026-01-18 | 6 | 2026-07-18 | 1 | 2026-08-18 | 0 | 2026-08-18 | 0 | 2026-08-18 | 6 | 11 | TBD | TBD | TBD | TBD | TBD | NA | NA | NA | NA | NA | NA | NA | NA | NA | NA | NA | NA | NA | NA | NA | NA | NA | NA | NA | NA | NA | NA | NA | NA | NA | NA | NA | NA | NA | NA | NA | NA | NA | NA | NA | NA | NA | NA | NA | NA | NA | NA | NA | NA | NA | possible | 0%
255 | 2025-09-18 | 4 | 2026-01-18 | 0 | 2026-01-18 | 0 | 2026-01-18 | 6 | 2026-07-18 | 1 | 2026-08-18 | 0 | 2026-08-18 | 0 | 2026-08-18 | 6 | 11 | 4,5 | 3,5 | 1,5 | 1000 | 15,75 | NA | NA | NA | NA | NA | NA | NA | NA | NA | NA | NA | NA | NA | NA | NA | NA | NA | NA | NA | NA | NA | NA | NA | NA | NA | NA | NA | NA | NA | NA | NA | NA | NA | NA | NA | NA | NA | NA | NA | NA | NA | NA | NA | NA | NA | possible | 100%
256 | 2025-06-18 | 4 | 2025-10-18 | 0 | 2025-10-18 | 0 | 2025-10-18 | 9 | 2026-07-18 | 1 | 2026-08-18 | 0 | 2026-08-18 | 0 | 2026-08-18 | 9 | 14 | TBD | TBD | TBD | TBD | TBD | NO | NA | NA | NA | NO | NA | NO | NA | NA | NA | NA | NA | NA | NA | NA | NA | NA | NA | NA | NA | NA | NA | NA | NA | NA | NA | NA | NA | NA | NA | NA | NA | NA | NA | NA | NA | NA | NA | NA | NA | NA | NO | NO | NO | NO | possible | 60%
257 | 2025-09-18 | 4 | 2026-01-18 | 0 | 2026-01-18 | 0 | 2026-01-18 | 6 | 2026-07-18 | 1 | 2026-08-18 | 0 | 2026-08-18 | 0 | 2026-08-18 | 6 | 11 | TBD | TBD | TBD | TBD | TBD | NO | NA | NA | NA | NO | NA | NO | NA | NA | NA | NA | NA | NA | NA | NA | NA | NA | NA | NA | NA | NA | NA | NA | NA | NA | NA | NA | NA | NA | NA | NA | NA | NA | NA | NA | NA | NA | NA | NA | NA | NA | NO | NO | NO | NO | possible | 60%
258 | 2025-09-18 | 4 | 2026-01-18 | 0 | 2026-01-18 | 0 | 2026-01-18 | 6 | 2026-07-18 | 1 | 2026-08-18 | 0 | 2026-08-18 | 0 | 2026-08-18 | 6 | 11 | TBD | TBD | TBD | TBD | TBD | NO | NA | NA | NA | NO | NA | NO | NA | NA | NA | NA | NA | NA | NA | NA | NA | NA | NA | NA | NA | NA | NA | NA | NA | NA | NA | NA | NA | NA | NA | NA | NA | NA | NA | NA | NA | NA | NA | NA | NA | NA | NO | NO | NO | NO | possible | 60%
259 | 2025-09-18 | 4 | 2026-01-18 | 0 | 2026-01-18 | 0 | 2026-01-18 | 6 | 2026-07-18 | 1 | 2026-08-18 | 0 | 2026-08-18 | 0 | 2026-08-18 | 6 | 11 | TBD | TBD | TBD | TBD | TBD | NO | NA | NA | NA | NO | NA | NO | NA | NA | NA | NA | NA | NA | NA | NA | NA | NA | NA | NA | NA | NA | NA | NA | NA | NA | NA | NA | NA | NA | NA | NA | NA | NA | NA | NA | NA | NA | NA | NA | NA | NA | NO | NO | NO | NO | possible | 60%
263 | 2031-09-15 | 4 | 2032-01-15 | 0 | 2032-01-15 | 0 | 2032-01-15 | 3 | 2032-04-15 | 1 | 2032-05-15 | 0 | 2032-05-15 | 0 | 2032-05-15 | 3 | 8 | TBD | TBD | TBD | TBD | TBD | NO | NA | NA | NO | NO | NA | NO | NA | NA | NA | NA | NA | NA | NA | NA | NA | NA | NA | NA | NA | NA | NA | NA | NA | NA | NA | NA | NA | NA | NA | NA | NA | NA | NA | NA | NA | NA | NA | NA | NA | NA | NO | NO | NO | NO | SD | 60%
264 | 2031-10-15 | 3 | 2032-01-15 | 0 | 2032-01-15 | 0 | 2032-01-15 | 3 | 2032-04-15 | 1 | 2032-05-15 | 0 | 2032-05-15 | 0 | 2032-05-15 | 3 | 7 | TBD | TBD | TBD | TBD | TBD | NA | NA | NA | NA | NA | NA | NA | NA | NA | NA | NA | NA | NA | NA | NA | NA | NA | NA | NA | NA | NA | NA | NA | NA | NA | NA | NA | NA | NA | NA | NA | NA | NA | NA | NA | NA | NA | NA | NA | NA | NA | NA | NA | NA | NA | NO SD | 0%
265 | 2031-10-15 | 3 | 2032-01-15 | 0 | 2032-01-15 | 0 | 2032-01-15 | 3 | 2032-04-15 | 1 | 2032-05-15 | 0 | 2032-05-15 | 0 | 2032-05-15 | 3 | 7 | TBD | TBD | TBD | TBD | TBD | NA | NA | NA | NA | NA | NA | NA | NA | NA | NA | NA | NA | NA | NA | NA | NA | NA | NA | NA | NA | NA | NA | NA | NA | NA | NA | NA | NA | NA | NA | NA | NA | NA | NA | NA | NA | NA | NA | NA | NA | NA | NA | NA | NA | NA | NO SD | 0%
266 | 2031-10-15 | 3 | 2032-01-15 | 0 | 2032-01-15 | 0 | 2032-01-15 | 3 | 2032-04-15 | 1 | 2032-05-15 | 0 | 2032-05-15 | 0 | 2032-05-15 | 3 | 7 | TBD | TBD | TBD | TBD | TBD | NA | NA | NA | NA | NA | NA | NA | NA | NA | NA | NA | NA | NA | NA | NA | NA | NA | NA | NA | NA | NA | NA | NA | NA | NA | NA | NA | NA | NA | NA | NA | NA | NA | NA | NA | NA | NA | NA | NA | NA | NA | NA | NA | NA | NA | NO SD | 0%
267 | 2031-10-15 | 3 | 2032-01-15 | 0 | 2032-01-15 | 0 | 2032-01-15 | 3 | 2032-04-15 | 1 | 2032-05-15 | 0 | 2032-05-15 | 0 | 2032-05-15 | 3 | 7 | TBD | TBD | TBD | TBD | TBD | NA | NA | NA | NA | NA | NA | NA | NA | NA | NA | NA | NA | NA | NA | NA | NA | NA | NA | NA | NA | NA | NA | NA | NA | NA | NA | NA | NA | NA | NA | NA | NA | NA | NA | NA | NA | NA | NA | NA | NA | NA | NA | NA | NA | NA | NO SD | 0%
268 | 2031-07-15 | 3 | 2031-10-15 | 0 | 2031-10-15 | 0 | 2031-10-15 | 6 | 2032-04-15 | 1 | 2032-05-15 | 0 | 2032-05-15 | 0 | 2032-05-15 | 6 | 10 | TBD | TBD | TBD | TBD | TBD | NA | NA | NA | NA | NA | NA | NA | NA | NA | NA | NA | NA | NA | NA | NA | NA | NA | NA | NA | NA | NA | NA | NA | NA | NA | NA | NA | NA | NA | NA | NA | NA | NA | NA | NA | NA | NA | NA | NA | NA | NA | NA | NA | NA | NA | NO SD | 0%
269 | 2031-07-15 | 3 | 2031-10-15 | 0 | 2031-10-15 | 0 | 2031-10-15 | 6 | 2032-04-15 | 1 | 2032-05-15 | 0 | 2032-05-15 | 0 | 2032-05-15 | 6 | 10 | NA | NA | NA | NA | NA | NA | NA | NA | NA | NA | NA | NA | NA | NA | NA | NA | NA | NA | NA | NA | NA | NA | NA | NA | NA | NA | NA | NA | NA | NA | NA | NA | NA | NA | NA | NA | NA | NA | NA | NA | NA | NA | NA | NA | NA | NA | NA | NA | NA | NA | NO SD | 100%
273 | 2030-09-15 | 4 | 2031-01-15 | 0 | 2031-01-15 | 9 | 2031-10-15 | 6 | 2032-04-15 | 1 | 2032-05-15 | 0 | 2032-05-15 | 0 | 2032-05-15 | 15 | 20 | TBD | TBD | TBD | TBD | TBD | NO | NA | NA | TBD | TBD | NA | YES | TBD | TBD | TBD | TBD | TBD | TBD | TBD | NA | NA | TBD | NA | NA | NA | NA | NA | NA | NA | NA | NA | NA | NA | NA | NA | NA | NA | TBD | TBD | TBD | TBD | TBD | NA | NA | NA | NA | NO | NO | NO | NO | NO SD | 20%
274 | 2032-05-15 | 0 | 2032-05-15 | 0 | 2032-05-15 | 0 | 2032-05-15 | 0 | 2032-05-15 | 0 | 2032-05-15 | 0 | 2032-05-15 | 0 | 2032-05-15 | 0 | 0 | TBD | TBD | TBD | TBD | TBD | NA | NA | NA | NA | NA | NA | NA | NA | NA | NA | NA | NA | NA | NA | NA | NA | NA | NA | NA | NA | NA | NA | NA | NA | NA | NA | NA | NA | NA | NA | NA | NA | NA | NA | NA | NA | NA | NA | NA | NA | NA | NA | NA | NA | NA | NO SD | 0%
275 | 2030-01-15 | 3 | 2030-04-15 | 0 | 2030-04-15 | 0 | 2030-04-15 | 6 | 2030-10-15 | 1 | 2030-11-15 | 0 | 2030-11-15 | 0 | 2030-11-15 | 6 | 10 | TBD | TBD | TBD | TBD | TBD | NA | NA | NA | NA | NA | NA | NA | NA | NA | NA | NA | NA | NA | NA | NA | NA | NA | NA | NA | NA | NA | NA | NA | NA | NA | NA | NA | NA | NA | NA | NA | NA | NA | NA | NA | NA | NA | NA | NA | NA | NA | NA | NA | NA | NA | NO SD | 0%
276 | 2030-01-15 | 3 | 2030-04-15 | 0 | 2030-04-15 | 0 | 2030-04-15 | 6 | 2030-10-15 | 1 | 2030-11-15 | 0 | 2030-11-15 | 0 | 2030-11-15 | 6 | 10 | TBD | TBD | TBD | TBD | TBD | NA | NA | NA | NA | NA | NA | NA | NA | NA | NA | NA | NA | NA | NA | NA | NA | NA | NA | NA | NA | NA | NA | NA | NA | NA | NA | NA | NA | NA | NA | NA | NA | NA | NA | NA | NA | NA | NA | NA | NA | NA | NA | NA | NA | NA | NO SD | 0%
277 | 2030-11-15 | 3 | 2031-02-15 | 3 | 2031-05-15 | 0 | 2031-05-15 | 6 | 2031-11-15 | 3 | 2032-02-15 | 0 | 2032-02-15 | 3 | 2032-05-15 | 9 | 18 | TBD | TBD | TBD | TBD | TBD | NA | NA | NA | NA | NA | NA | NA | NA | NA | NA | NA | NA | NA | NA | NA | NA | NA | NA | NA | NA | NA | NA | NA | NA | NA | NA | NA | NA | NA | NA | NA | NA | NA | NA | NA | NA | NA | NA | NA | NA | NA | NA | NA | NA | NA | NO SD | 0%
283 | 2030-11-15 | 3 | 2031-02-15 | 3 | 2031-05-15 | 0 | 2031-05-15 | 6 | 2031-11-15 | 3 | 2032-02-15 | 0 | 2032-02-15 | 3 | 2032-05-15 | 9 | 18 | TBD | TBD | TBD | TBD | TBD | NA | NA | NA | NA | NA | NA | NA | NA | NA | NA | NA | NA | NA | NA | NA | NA | NA | NA | NA | NA | NA | NA | NA | NA | NA | NA | NA | NA | NA | NA | NA | NA | NA | NA | NA | NA | NA | NA | NA | NA | NA | NA | NA | NA | NA | NO SD | 0%
284 | 2030-08-15 | 3 | 2030-11-15 | 3 | 2031-02-15 | 0 | 2031-02-15 | 9 | 2031-11-15 | 3 | 2032-02-15 | 0 | 2032-02-15 | 3 | 2032-05-15 | 12 | 21 | TBD | TBD | TBD | TBD | TBD | NA | NA | NA | NA | NA | NA | NA | NA | NA | NA | NA | NA | NA | NA | NA | NA | NA | NA | NA | NA | NA | NA | NA | NA | NA | NA | NA | NA | NA | NA | NA | NA | NA | NA | NA | NA | NA | NA | NA | NA | NA | NA | NA | NA | NA | NO SD | 0%
285 | 2030-11-15 | 3 | 2031-02-15 | 3 | 2031-05-15 | 0 | 2031-05-15 | 6 | 2031-11-15 | 3 | 2032-02-15 | 0 | 2032-02-15 | 3 | 2032-05-15 | 9 | 18 | TBD | TBD | TBD | TBD | TBD | NA | NA | NA | NA | NA | NA | NA | NA | NA | NA | NA | NA | NA | NA | NA | NA | NA | NA | NA | NA | NA | NA | NA | NA | NA | NA | NA | NA | NA | NA | NA | NA | NA | NA | NA | NA | NA | NA | NA | NA | NA | NA | NA | NA | NA | NO SD | 0%
286 | 2030-12-15 | 4 | 2031-04-15 | 0 | 2031-04-15 | 9 | 2032-01-15 | 3 | 2032-04-15 | 1 | 2032-05-15 | 0 | 2032-05-15 | 0 | 2032-05-15 | 12 | 17 | 2,75 | 1,75 | 2,15 | 1600 | 4,9 | NO | NA | NA | NA | NA | NA | YES | NO | NA | NA | NA | NA | NA | NA | NA | NA | NA | NA | NA | NA | NA | NA | NA | NA | NA | NA | NA | NA | NA | NA | NA | NA | 380V Tri 50Hz | 550 | Manual | NA | NA | NA | NA | NA | NA | NO | NO | NO | NO | NO SD | 100%
293 | 2023-03-01 | 0 | 2023-03-01 | 0 | 2023-03-01 | 0 | 2023-03-01 | 0 | 2023-03-01 | 0 | 2023-03-01 | 0 | 2023-03-01 | 0 | 2023-03-01 | 0 | 0 | 1 | 1 | 2,7 | 361 | 1 | NO | NA | NA | NA | NO | NA | YES | NO | NA | NA | NA | NA | NA | NA | NA | NA | NA | NA | NA | NA | NA | NA | NA | NA | NA | NA | NA | NA | 1000 to 3000 | NA | NA | NA | 380V Tri 50Hz | 5,5 | Manual | NA | NA | Dusts | NA | NA | NA | NO | NO | NO | NO | NO SD | 100%
297 | 2021-09-01 | 4 | 2022-01-01 | 0 | 2022-01-01 | 9 | 2022-10-01 | 3 | 2023-01-01 | 1 | 2023-02-01 | 1 | 2023-03-01 | 0 | 2023-03-01 | 12 | 18 | 0,91 | 0,44 | 1,1 | 90 | 0,4 | NO | NA | NA | NA | NO | NA | YES | NO | 3 | 3,5 | 1,8 | 90 | 10,5 | 1 | NA | NA | NA | NA | NA | NA | NA | NA | NA | NA | NA | NA | NA | NA | NA | NA | NA | NA | 380V Tri 50Hz | 0,7 | Manual | NA | NA | Filings | NA | NA | NA | NO | NO | NO | NO | NO SD | 100%
300 | 2021-09-01 | 4 | 2022-01-01 | 0 | 2022-01-01 | 9 | 2022-10-01 | 3 | 2023-01-01 | 1 | 2023-02-01 | 1 | 2023-03-01 | 0 | 2023-03-01 | 12 | 18 | 1,2 | 0,6 | 1,75 | 315 | 0,72 | NO | NA | NA | NA | NO | NA | YES | NO | 4,5 | 1,5 | 2,2 | 800 | 7 | NA | NA | NA | NA | NA | NA | NA | NA | NA | NA | NA | NA | NA | NA | NA | NA | NA | NA | NA | 380V Tri 50Hz | 5,5 | Manual | NA | NA | Scraps and dust | NA | NA | NA | YES | NO | NO | NO | NO SD | 100%
301 | 2021-09-01 | 4 | 2022-01-01 | 0 | 2022-01-01 | 9 | 2022-10-01 | 3 | 2023-01-01 | 1 | 2023-02-01 | 1 | 2023-03-01 | 0 | 2023-03-01 | 12 | 18 | 1 | 0,82 | 1,35 | 320 | 0,82 | NO | NA | NA | NA | NO | NA | YES | NO | 2 | 2 | 2,2 | 320 | 4 | 1 | NA | NA | NA | NA | NA | NA | NA | NA | NA | NA | NA | NA | NA | NA | NA | NA | NA | NA | 220V Mono 50Hz - 380V Tri 50Hz | 3 | Manual | NA | NA | Dusts | NA | NA | NA | NO | NO | NO | NO | NO SD | 100%
308 | 2022-05-01 | 3 | 2022-08-01 | 0 | 2022-08-01 | 0 | 2022-08-01 | 6 | 2023-02-01 | 1 | 2023-03-01 | 0 | 2023-03-01 | 0 | 2023-03-01 | 6 | 10 | 6,6 | 2,5 | 2,93 | 24080 | 16,5 | NA | NA | NA | NA | NA | NA | NA | NA | NA | NA | NA | NA | NA | NA | NA | NA | NA | NA | NA | NA | NA | NA | NA | NA | NA | NA | NA | NA | NA | NA | NA | NA | NA | NA | NA | NA | NA | NA | NA | NA | NA | NA | NA | NA | NA | NO SD | 100%
309 | 2022-08-01 | 3 | 2022-11-01 | 0 | 2022-11-01 | 0 | 2022-11-01 | 3 | 2023-02-01 | 1 | 2023-03-01 | 0 | 2023-03-01 | 0 | 2023-03-01 | 3 | 7 | 1,6 | 1,1 | 2 | 430 | 1,76 | NA | NA | NA | NA | NA | NA | NA | NA | NA | NA | NA | NA | NA | NA | NA | NA | NA | NA | NA | NA | NA | NA | NA | NA | NA | NA | NA | NA | NA | NA | NA | NA | NA | NA | NA | NA | NA | NA | NA | NA | NA | NA | NA | NA | NA | NO SD | 100%
311 | 2022-05-01 | 3 | 2022-08-01 | 0 | 2022-08-01 | 0 | 2022-08-01 | 6 | 2023-02-01 | 1 | 2023-03-01 | 0 | 2023-03-01 | 0 | 2023-03-01 | 6 | 10 | 6,45 | 1,75 | 2 | 6700 | 11,3 | NA | NA | NA | NA | NA | NA | NA | NA | NA | NA | NA | NA | NA | NA | NA | NA | NA | NA | NA | NA | NA | NA | NA | NA | NA | NA | NA | NA | NA | NA | NA | NA | NA | NA | NA | NA | NA | NA | NA | NA | NA | NA | NA | NA | NA | NO SD | 100%
312 | 2022-05-01 | 3 | 2022-08-01 | 0 | 2022-08-01 | 0 | 2022-08-01 | 6 | 2023-02-01 | 1 | 2023-03-01 | 0 | 2023-03-01 | 0 | 2023-03-01 | 6 | 10 | 6,45 | 1,75 | 2 | 6700 | 11,3 | NA | NA | NA | NA | NA | NA | NA | NA | NA | NA | NA | NA | NA | NA | NA | NA | NA | NA | NA | NA | NA | NA | NA | NA | NA | NA | NA | NA | NA | NA | NA | NA | NA | NA | NA | NA | NA | NA | NA | NA | NA | NA | NA | NA | NA | NO SD | 100%
313 | 2022-05-01 | 3 | 2022-08-01 | 0 | 2022-08-01 | 0 | 2022-08-01 | 6 | 2023-02-01 | 1 | 2023-03-01 | 0 | 2023-03-01 | 0 | 2023-03-01 | 6 | 10 | TBD | TBD | TBD | TBD | TBD | NA | NA | NA | NA | NA | NA | NA | NA | NA | NA | NA | NA | NA | NA | NA | NA | NA | NA | NA | NA | NA | NA | NA | NA | NA | NA | NA | NA | NA | NA | NA | NA | NA | NA | NA | NA | NA | NA | NA | NA | NA | NA | NA | NA | NA | NO SD | 0%
314 | 2022-08-01 | 3 | 2022-11-01 | 0 | 2022-11-01 | 0 | 2022-11-01 | 3 | 2023-02-01 | 1 | 2023-03-01 | 0 | 2023-03-01 | 0 | 2023-03-01 | 3 | 7 | 1,6 | 1,1 | 2 | 430 | 1,76 | NA | NA | NA | NA | NA | NA | NA | NA | NA | NA | NA | NA | NA | NA | NA | NA | NA | NA | NA | NA | NA | NA | NA | NA | NA | NA | NA | NA | NA | NA | NA | NA | NA | NA | NA | NA | NA | NA | NA | NA | NA | NA | NA | NA | NA | NO SD | 100%
315 | 2022-05-01 | 3 | 2022-08-01 | 0 | 2022-08-01 | 0 | 2022-08-01 | 6 | 2023-02-01 | 1 | 2023-03-01 | 0 | 2023-03-01 | 0 | 2023-03-01 | 6 | 10 | 3,7 | 1 | 2,3 | 800 | 3,7 | NA | NA | NA | NA | NA | NA | NA | NA | NA | NA | NA | NA | NA | NA | NA | NA | NA | NA | NA | NA | NA | NA | NA | NA | NA | NA | NA | NA | NA | NA | NA | NA | NA | NA | NA | NA | NA | NA | NA | NA | NA | NA | NA | NA | NA | NO SD | 100%
316 | 2022-08-01 | 3 | 2022-11-01 | 0 | 2022-11-01 | 0 | 2022-11-01 | 3 | 2023-02-01 | 1 | 2023-03-01 | 0 | 2023-03-01 | 0 | 2023-03-01 | 3 | 7 | 4 | 2 | 0,6 | 1300 | 8 | NA | NA | NA | NA | NA | NA | NA | NA | NA | NA | NA | NA | NA | NA | NA | NA | NA | NA | NA | NA | NA | NA | NA | NA | NA | NA | NA | NA | NA | NA | NA | NA | NA | NA | NA | NA | NA | NA | NA | NA | NA | NA | NA | NA | NA | NO SD | 100%
317 | 2022-08-01 | 3 | 2022-11-01 | 0 | 2022-11-01 | 0 | 2022-11-01 | 3 | 2023-02-01 | 1 | 2023-03-01 | 0 | 2023-03-01 | 0 | 2023-03-01 | 3 | 7 | 7 | 2,5 | 0,7 | 3000 | 17,5 | NA | NA | NA | NA | NA | NA | NA | NA | NA | NA | NA | NA | NA | NA | NA | NA | NA | NA | NA | NA | NA | NA | NA | NA | NA | NA | NA | NA | NA | NA | NA | NA | NA | NA | NA | NA | NA | NA | NA | NA | NA | NA | NA | NA | NA | NO SD | 100%
318 | 2022-08-01 | 3 | 2022-11-01 | 0 | 2022-11-01 | 0 | 2022-11-01 | 3 | 2023-02-01 | 1 | 2023-03-01 | 0 | 2023-03-01 | 0 | 2023-03-01 | 3 | 7 | 7 | 3 | 0,8 | 4800 | 21 | NA | NA | NA | NA | NA | NA | NA | NA | NA | NA | NA | NA | NA | NA | NA | NA | NA | NA | NA | NA | NA | NA | NA | NA | NA | NA | NA | NA | NA | NA | NA | NA | NA | NA | NA | NA | NA | NA | NA | NA | NA | NA | NA | NA | NA | NO SD | 100%
319 | 2022-05-01 | 3 | 2022-08-01 | 0 | 2022-08-01 | 0 | 2022-08-01 | 6 | 2023-02-01 | 1 | 2023-03-01 | 0 | 2023-03-01 | 0 | 2023-03-01 | 6 | 10 | TBD | TBD | TBD | TBD | TBD | NA | NA | NA | NA | NA | NA | NA | NA | NA | NA | NA | NA | NA | NA | NA | NA | NA | NA | NA | NA | NA | NA | NA | NA | NA | NA | NA | NA | NA | NA | NA | NA | NA | NA | NA | NA | NA | NA | NA | NA | NA | NA | NA | NA | NA | NO SD | 0%
321 | 2022-08-01 | 3 | 2022-11-01 | 0 | 2022-11-01 | 0 | 2022-11-01 | 3 | 2023-02-01 | 1 | 2023-03-01 | 0 | 2023-03-01 | 0 | 2023-03-01 | 3 | 7 | TBD | TBD | TBD | TBD | TBD | NA | NA | NA | NA | NA | NA | NA | NA | NA | NA | NA | NA | NA | NA | NA | NA | NA | NA | NA | NA | NA | NA | NA | NA | NA | NA | NA | NA | NA | NA | NA | NA | NA | NA | NA | NA | NA | NA | NA | NA | NA | NA | NA | NA | NA | NO SD | 0%
338 | 2022-05-01 | 3 | 2022-08-01 | 0 | 2022-08-01 | 0 | 2022-08-01 | 6 | 2023-02-01 | 1 | 2023-03-01 | 0 | 2023-03-01 | 0 | 2023-03-01 | 6 | 10 | 1,66 | 0,07 | 0,12 | TBD | 0,2 | NA | NA | NA | NA | NA | NA | NA | NA | NA | NA | NA | NA | NA | NA | NA | NA | NA | NA | NA | NA | NA | NA | NA | NA | NA | NA | NA | NA | NA | NA | NA | NA | NA | NA | NA | NA | NA | NA | NA | NA | NA | NA | NA | NA | NA | SD | 80%
348 | 2021-05-01 | 4 | 2021-09-01 | 3 | 2021-12-01 | 0 | 2021-12-01 | 9 | 2022-09-01 | 3 | 2022-12-01 | 0 | 2022-12-01 | 3 | 2023-03-01 | 12 | 22 | 13,5 | 7,5 | 4 | 48000 | 101,25 | NO | NA | NA | NO | NO | NA | NO | NO | NA | NA | NA | NA | NA | NA | NA | NA | NA | NA | NA | NA | NA | NA | NA | NA | NA | NA | NA | NA | NA | NA | NA | NA | NA | NA | Manual | NA | NA | NA | NA | NA | NA | NO | NO | NO | NO | NO SD | 100%
355 | 2022-04-01 | 4 | 2022-08-01 | 0 | 2022-08-01 | 0 | 2022-08-01 | 6 | 2023-02-01 | 1 | 2023-03-01 | 0 | 2023-03-01 | 0 | 2023-03-01 | 6 | 11 | 0,76 | 0,38 | 0,33 | 25 | 0,3 | NO | NA | NA | NA | NO | NA | NO | NO | 0,76 | 0,38 | 0,33 | NA | 0,3 | NA | NA | NA | NA | NA | NA | NA | NA | NA | NA | NA | NA | NA | NA | NA | NA | NA | NA | NA | NA | NA | Manual | NA | NA | NA | NA | NA | NA | NO | NO | NO | NO | NO SD | 100%
386 | 2019-05-01 | 5 | 2019-10-01 | 4,25 | 2020-02-01 | 15 | 2021-05-01 | 12,75 | 2022-06-01 | 3 | 2022-09-01 | 3 | 2022-12-01 | 3 | 2023-03-01 | 31 | 45 | 5,49 | 1,15 | 13446 | 9000 | 6,4 | NO | NA | NA | YES | NO | NA | YES | NO | 88 | 2,5 | 13446 | 11600 | 220 | 1 | NA | NA | NA | NA | NA | NA | NA | NA | NA | NA | NA | NA | NA | NA | NA | NA | NA | NA | 380V Tri 50Hz | 0,5 | Automatic | YES | YES | NA | NA | NA | NA | NO | NO | NO | NO | NO SD | 100% | TOP35
387 | 2022-08-01 | 3 | 2022-11-01 | 0 | 2022-11-01 | 0 | 2022-11-01 | 3 | 2023-02-01 | 1 | 2023-03-01 | 0 | 2023-03-01 | 0 | 2023-03-01 | 3 | 7 | 3 | 1,9 | 3007 | 2296 | 5,7 | NA | NA | NA | NA | NA | NA | NA | NA | 3 | 1,9 | 3007 | 3296 | NA | NA | NA | NA | NA | NA | NA | NA | NA | NA | NA | NA | NA | NA | NA | NA | NA | NA | NA | NA | NA | NA | NA | NA | NA | NA | NA | NA | NA | NA | NA | NA | NA | NO SD | 100%
400 | 2020-07-01 | 4 | 2020-11-01 | 3 | 2021-02-01 | 9 | 2021-11-01 | 9 | 2022-08-01 | 3 | 2022-11-01 | 1 | 2022-12-01 | 3 | 2023-03-01 | 21 | 32 | TBD | TBD | TBD | TBD | TBD | NO | NA | NA | YES | TBD | NA | YES | TBD | TBD | TBD | TBD | TBD | TBD | TBD | NA | NA | NA | NA | NA | NA | NA | NA | NA | NA | NA | NA | NA | NA | NA | NA | NA | NA | TBD | TBD | Manual | TBD | TBD | NA | NA | NA | NA | NO | NO | NO | NO | NO SD | 30% | TOP35
401 | 2022-08-01 | 3 | 2022-11-01 | 0 | 2022-11-01 | 0 | 2022-11-01 | 3 | 2023-02-01 | 1 | 2023-03-01 | 0 | 2023-03-01 | 0 | 2023-03-01 | 3 | 7 | TBD | TBD | TBD | TBD | TBD | NA | NA | NA | NA | NA | NA | NA | NA | NA | NA | NA | NA | NA | NA | NA | NA | NA | NA | NA | NA | NA | NA | NA | NA | NA | NA | NA | NA | NA | NA | NA | NA | NA | NA | NA | NA | NA | NA | NA | NA | NA | NA | NA | NA | NA | NO SD | 0%
402 | 2022-08-01 | 3 | 2022-11-01 | 0 | 2022-11-01 | 0 | 2022-11-01 | 3 | 2023-02-01 | 1 | 2023-03-01 | 0 | 2023-03-01 | 0 | 2023-03-01 | 3 | 7 | TBD | TBD | TBD | TBD | TBD | NA | NA | NA | NA | NA | NA | NA | NA | NA | NA | NA | NA | NA | NA | NA | NA | NA | NA | NA | NA | NA | NA | NA | NA | NA | NA | NA | NA | NA | NA | NA | NA | NA | NA | NA | NA | NA | NA | NA | NA | NA | NA | NA | NA | NA | NO SD | 0%
403 | 2020-07-01 | 4 | 2020-11-01 | 3 | 2021-02-01 | 9 | 2021-11-01 | 9 | 2022-08-01 | 3 | 2022-11-01 | 1 | 2022-12-01 | 3 | 2023-03-01 | 21 | 32 | TBD | TBD | TBD | TBD | TBD | NA | NA | NA | NA | NA | NA | NA | NA | NA | NA | NA | NA | NA | NA | NA | NA | NA | NA | NA | NA | NA | NA | NA | NA | NA | NA | NA | NA | NA | NA | NA | NA | NA | NA | NA | NA | NA | NA | NA | NA | NA | NA | NA | NA | NA | NO SD | 0% | TOP35
406 | 2019-07-12 | 4 | 2019-11-12 | 3 | 2020-02-12 | 28 | 2022-06-12 | 6 | 2022-12-12 | 3 | 2023-03-12 | 1 | 2023-04-12 | 3 | 2023-07-12 | 37 | 48 | 4,4 | 3 | 2,55 | 5000 | 13,5 | NO | NA | NA | YES | NO | NA | YES | NO | 4 | 9 | 13 | 44000 | 36 | 2 | NA | 22000 | NA | NA | NA | NA | NA | NA | NA | NA | NA | NA | NA | NA | NA | NA | NA | NA | NA | NA | NA | NA | NA | NA | NA | NA | NA | NO | NO | NO | NO | SD | 100% | TOP35
412 | 2021-09-01 | 4 | 2022-01-01 | 0 | 2022-01-01 | 9 | 2022-10-01 | 3 | 2023-01-01 | 1 | 2023-02-01 | 1 | 2023-03-01 | 0 | 2023-03-01 | 12 | 18 | 0,47 | 0,35 | 1,33 | 90 | 0,16 | NO | NA | NA | NA | NO | NA | YES | NO | 1,5 | 1 | 1,33 | 90 | 1,5 | 1 | NA | NA | NA | NA | NA | NA | NA | NA | NA | NA | NA | NA | NA | NA | NA | NA | NA | NA | 380V Tri 50Hz | 0,35 | Manual | NA | NA | NA | NA | NA | NA | NO | NO | NO | NO | NO SD | 100%
414 | 2022-08-01 | 3 | 2022-11-01 | 0 | 2022-11-01 | 0 | 2022-11-01 | 3 | 2023-02-01 | 1 | 2023-03-01 | 0 | 2023-03-01 | 0 | 2023-03-01 | 3 | 7 | 2 | 1 | 2,28 | 1100 | 2 | NA | NA | NA | NA | NA | NA | NA | NA | NA | NA | NA | NA | NA | NA | NA | NA | NA | NA | NA | NA | NA | NA | NA | NA | NA | NA | NA | NA | NA | NA | NA | NA | NA | NA | NA | NA | NA | NA | NA | NA | NA | NA | NA | NA | NA | NO SD | 100%
417 | 2021-09-01 | 4 | 2022-01-01 | 0 | 2022-01-01 | 9 | 2022-10-01 | 3 | 2023-01-01 | 1 | 2023-02-01 | 1 | 2023-03-01 | 0 | 2023-03-01 | 12 | 18 | 5,15 | 2,7 | 1,56 | 1500 | 13,9 | NO | NA | NA | NA | NO | NA | YES | NO | 7 | 2,7 | 2,2 | 2000 | 19 | NA | NA | NA | NA | NA | NA | NA | NA | NA | NA | NA | NA | NA | NA | NA | NA | NA | NA | NA | 380V Tri 50Hz | 3,8 | Manual | NA | NA | Filings/coolant | NA | NA | NA | NO | NO | NO | NO | NO SD | 100%
418 | 2020-07-01 | 4 | 2020-11-01 | 3 | 2021-02-01 | 9 | 2021-11-01 | 9 | 2022-08-01 | 3 | 2022-11-01 | 1 | 2022-12-01 | 3 | 2023-03-01 | 21 | 32 | 8,3 | 4 | 3,6 | 7000 | 33,2 | NO | NA | NA | NO | NO | YES | YES | NO | 8,3 | 4 | 3,6 | 7500 | 33,2 | NA | NA | NA | NA | NA | NA | NA | NA | NA | NA | NA | NA | NA | NA | NA | NA | NA | NA | NA | 380V Tri 50Hz | 17 | Manual | NA | NA | scraps of cable | NA | NA | NA | NO | NO | NO | NO | NO SD | 100%
420 | 2022-05-01 | 3 | 2022-08-01 | 0 | 2022-08-01 | 0 | 2022-08-01 | 6 | 2023-02-01 | 1 | 2023-03-01 | 0 | 2023-03-01 | 0 | 2023-03-01 | 6 | 10 | 3,3 | 1,5 | 6,5 | 7000 | 5 | NA | NA | NA | NA | NA | NA | NA | NA | NA | NA | NA | NA | NA | NA | NA | NA | NA | NA | NA | NA | NA | NA | NA | NA | NA | NA | NA | NA | NA | NA | NA | NA | NA | NA | NA | NA | NA | NA | NA | NA | NA | NA | NA | NA | NA | NO SD | 100%
421 | 2021-09-01 | 4 | 2022-01-01 | 0 | 2022-01-01 | 9 | 2022-10-01 | 3 | 2023-01-01 | 1 | 2023-02-01 | 1 | 2023-03-01 | 0 | 2023-03-01 | 12 | 18 | 2,4 | 1,6 | 2,4 | 150 | 3,84 | NO | NA | NA | NA | NO | NA | YES | NO | 2,4 | 1,6 | 2,4 | 150 | 3,84 | NA | NA | NA | NA | NA | NA | NA | NA | NA | NA | NA | NA | NA | NA | NA | NA | NA | NA | NA | 380V Tri 50Hz | NA | Manual | NA | YES | plastic/bandes à cercler | NA | NA | NA | NO | NO | NO | NO | NO SD | 100%
428 | 2024-03-26 | 5 | 2024-08-26 | 3 | 2024-11-26 | 9 | 2025-08-26 | 9 | 2026-05-26 | 3 | 2026-08-26 | 1 | 2026-09-26 | 3 | 2026-12-26 | 21 | 33 | 6 | 3 | 4 | 4000 | 18 | NO | NA | NA | YES | NO | NA | YES | NO | 6 | 3 | 4 | 4000 | 18 | 4 | NA | NA | NA | NA | NA | NA | NA | NA | NA | NA | NA | NA | NA | NA | NA | NA | NA | NA | 400V Tri 50Hz | 800 | NA | NA | NA | NA | NA | NA | NA | YES | NO | NO | NO | NO SD | 100%
431 | 2023-05-26 | 5 | 2023-10-26 | 5 | 2024-03-26 | 9 | 2024-12-26 | 15 | 2026-03-26 | 3 | 2026-06-26 | 3 | 2026-09-26 | 3 | 2026-12-26 | 29 | 43 | 4,3 | 3,7 | 6,4 | 80000 | 15,9 | NO | NA | NA | YES | NO | NA | YES | NO | 4,3 | 3,7 | 12,5 | 92000 | 16 | 1 | NA | NA | 7 | NA | NA | NA | NA | NA | NA | NA | 70 | NA | NA | NA | NA | NA | NA | NA | 400V Tri 50Hz | 150 | Manual | NA | NA | NA | NA | NA | NA | NO | NO | YES | NO | NO SD | 100%
432 | 2023-03-01 | 0 | 2023-03-01 | 0 | 2023-03-01 | 0 | 2023-03-01 | 0 | 2023-03-01 | 0 | 2023-03-01 | 0 | 2023-03-01 | 0 | 2023-03-01 | 0 | 0 | TBD | TBD | TBD | TBD | TBD | NO | NA | NA | TBD | TBD | NA | YES | TBD | TBD | TBD | TBD | TBD | TBD | TBD | NA | NA | NA | NA | NA | NA | NA | NA | NA | NA | TBD | TBD | TBD | NA | NA | NA | NA | NA | NA | NA | Manual | NA | NA | NA | NA | NA | NA | NO | NO | NO | NO | NO SD | 30%
433 | 2023-03-01 | 0 | 2023-03-01 | 0 | 2023-03-01 | 0 | 2023-03-01 | 0 | 2023-03-01 | 0 | 2023-03-01 | 0 | 2023-03-01 | 0 | 2023-03-01 | 0 | 0 | TBD | TBD | TBD | TBD | TBD | NO | NA | NA | TBD | TBD | NA | YES | TBD | TBD | TBD | TBD | TBD | TBD | TBD | NA | NA | TBD | NA | NA | NA | NA | NA | NA | NA | NA | NA | NA | NA | NA | NA | NA | NA | TBD | TBD | Manual | NA | NA | NA | NA | NA | NA | YES | NO | NO | NO | NO SD | 30%
434 | 2024-01-26 | 5 | 2024-06-26 | 3 | 2024-09-26 | 9 | 2025-06-26 | 9 | 2026-03-26 | 3 | 2026-06-26 | 3 | 2026-09-26 | 3 | 2026-12-26 | 21 | 35 | 8 | 4 | 4 | 1200 | 32 | YES | YES | l: 1 w: 1,5 d: 1,43 | YES | NO | NA | YES | canniveaux et massif | 20 | 10 | 5 | 1200 | 200 | Multiples | NA | NA | 7 et 300 | NA | NA | NA | NA | NA | NA | NA | NA | NA | NA | NA | NA | NA | NA | NA | 380V Tri 50Hz | 66 | Manual | NA | YES | NA | NA | NA | NA | NO | NO | NO | NO | NO SD | 100%
437 | 2025-06-26 | 4 | 2025-10-26 | 0 | 2025-10-26 | 9 | 2026-07-26 | 3 | 2026-10-26 | 1 | 2026-11-26 | 1 | 2026-12-26 | 0 | 2026-12-26 | 12 | 18 | 2 | 4 | 3 | 2000 | 8 | NO | NA | NA | NO | NO | NA | YES | NO | 2 | 4 | 3 | 2000 | 8 | 1 | NA | NA | 7 | NA | NA | NA | NA | NA | NA | NA | NA | NA | NA | Dust | NA | NA | NA | NA | NA | NA | Manual | NA | NA | Abrasive | NA | NA | NA | NO | NO | NO | NO | NO SD | 100%
438 | 2025-01-26 | 4 | 2025-05-26 | 3 | 2025-08-26 | 0 | 2025-08-26 | 9 | 2026-05-26 | 3 | 2026-08-26 | 1 | 2026-09-26 | 3 | 2026-12-26 | 12 | 23 | 3 | 3 | 1,5 | 2000 | 9 | NO | NA | NA | NO | NO | NA | NO | NO | 5 | 5 | 2,2 | 2500 | 25 | NA | NA | NA | NA | NA | NA | NA | NA | NA | NA | NA | NA | NA | NA | NA | NA | NA | NA | NA | NA | NA | Manual | NA | NA | NA | NA | NA | NA | NO | NO | NO | NO | NO SD | 100%
439 | 2026-12-26 | 0 | 2026-12-26 | 0 | 2026-12-26 | 0 | 2026-12-26 | 0 | 2026-12-26 | 0 | 2026-12-26 | 0 | 2026-12-26 | 0 | 2026-12-26 | 0 | 0 | TBD | TBD | TBD | TBD | TBD | NO | NA | NA | TBD | NO | NA | YES | YES | TBD | TBD | TBD | TBD | TBD | TBD | NA | NA | TBD | NA | NA | NA | NA | NA | NA | NA | NA | NA | NA | NA | NA | NA | NA | NA | TBD | TBD | Manual | NA | NA | NA | NA | NA | NA | NO | NO | NO | NO | NO SD | 40%
440 | 2024-07-26 | 4 | 2024-11-26 | 3 | 2025-02-26 | 9 | 2025-11-26 | 6 | 2026-05-26 | 3 | 2026-08-26 | 1 | 2026-09-26 | 3 | 2026-12-26 | 18 | 29 | 2,5 | 2,5 | 3 | 1500 | 6,25 | NO | NA | NA | NO | NO | NA | YES | NO | 4 | 4 | 3 | 2000 | 16 | NA | NA | NA | 7 | NA | NA | NA | NA | NA | NA | NA | TBD | TBD | TBD | NA | NA | NA | TBD | TBD | TBD | TBD | Manual | NA | NA | TBD | TBD | TBD | TBD | NO | NO | NO | NO | NO SD | 70%
441 | 2026-12-26 | 0 | 2026-12-26 | 0 | 2026-12-26 | 0 | 2026-12-26 | 0 | 2026-12-26 | 0 | 2026-12-26 | 0 | 2026-12-26 | 0 | 2026-12-26 | 0 | 0 | 2,4 | 2,25 | 1,75 | 3780 | 5,4 | NO | NA | NA | NA | NO | NA | YES | NO | 3,4 | 3,25 | 1,75 | 3780 | 11 | 4 | NA | NA | 7 | 300 | NA | NA | NA | NA | NA | NA | NA | NA | NA | NA | NA | NA | NA | NA | 400V Tri 50Hz | 90 | Manual | NA | NA | NA | NA | NA | NA | NO | NO | YES | NO | NO SD | 100%
442 | 2026-12-26 | 0 | 2026-12-26 | 0 | 2026-12-26 | 0 | 2026-12-26 | 0 | 2026-12-26 | 0 | 2026-12-26 | 0 | 2026-12-26 | 0 | 2026-12-26 | 0 | 0 | TBD | TBD | TBD | TBD | TBD | NO | NA | NA | TBD | TBD | NA | YES | TBD | TBD | TBD | TBD | TBD | TBD | TBD | NA | NA | TBD | NA | NA | NA | NA | NA | NA | NA | NA | NA | NA | NA | NA | NA | NA | NA | NA | NA | Manual | NA | NA | NA | NA | NA | NA | NO | NO | YES | NO | NO SD | 30%
443 | 2026-12-26 | 0 | 2026-12-26 | 0 | 2026-12-26 | 0 | 2026-12-26 | 0 | 2026-12-26 | 0 | 2026-12-26 | 0 | 2026-12-26 | 0 | 2026-12-26 | 0 | 0 | TBD | TBD | TBD | TBD | TBD | NA | NA | NA | NA | NA | NA | NA | NA | NA | NA | NA | NA | NA | NA | NA | NA | NA | NA | NA | NA | NA | NA | NA | NA | NA | NA | NA | NA | NA | NA | NA | NA | NA | NA | NA | NA | NA | NA | NA | NA | NA | NA | NA | NA | NA | NO SD | 0%
444 | 2022-05-01 | 3 | 2022-08-01 | 0 | 2022-08-01 | 0 | 2022-08-01 | 6 | 2023-02-01 | 1 | 2023-03-01 | 0 | 2023-03-01 | 0 | 2023-03-01 | 6 | 10 | 2 | 2 | 1,5 | 200 | 4 | NA | NA | NA | NA | NA | NA | NA | NA | 4 | 4 | 2 | NA | NA | NA | NA | NA | NA | NA | NA | NA | NA | NA | NA | NA | NA | NA | NA | NA | NA | NA | NA | NA | NA | NA | NA | NA | NA | NA | NA | NA | NA | NA | NA | NA | NA | NO SD | 100%
445 | 2022-08-01 | 3 | 2022-11-01 | 0 | 2022-11-01 | 0 | 2022-11-01 | 3 | 2023-02-01 | 1 | 2023-03-01 | 0 | 2023-03-01 | 0 | 2023-03-01 | 3 | 7 | 1 | 1 | 1 | 55 | 1 | NA | NA | NA | NA | NA | NA | NA | NA | 1,5 | 1,5 | 1 | NA | NA | NA | NA | NA | NA | NA | NA | NA | NA | NA | NA | NA | NA | NA | NA | NA | NA | NA | NA | NA | NA | NA | NA | NA | NA | NA | NA | NA | NA | NA | NA | NA | NA | NO SD | 100%
447 | 2021-09-01 | 3 | 2021-12-01 | 3 | 2022-03-01 | 0 | 2022-03-01 | 6 | 2022-09-01 | 3 | 2022-12-01 | 0 | 2022-12-01 | 3 | 2023-03-01 | 9 | 18 | 1 | 1 | 1 | 200 | 1 | NA | NA | NA | NA | NA | NA | NA | NA | 3 | 1,5 | 1 | NA | NA | NA | NA | NA | NA | NA | NA | NA | NA | NA | NA | NA | NA | NA | NA | NA | NA | NA | NA | NA | NA | NA | NA | NA | NA | NA | NA | NA | NA | NA | NA | NA | NA | NO SD | 100%
448 | 2021-09-01 | 3 | 2021-12-01 | 3 | 2022-03-01 | 0 | 2022-03-01 | 6 | 2022-09-01 | 3 | 2022-12-01 | 0 | 2022-12-01 | 3 | 2023-03-01 | 9 | 18 | 1 | 1 | 1 | 200 | 1 | NA | NA | NA | NA | NA | NA | NA | NA | 1,5 | 1 | 1 | NA | NA | NA | NA | NA | NA | NA | NA | NA | NA | NA | NA | NA | NA | NA | NA | NA | NA | NA | NA | NA | NA | NA | NA | NA | NA | NA | NA | NA | NA | NA | NA | NA | NA | NO SD | 100%
450 | 2023-03-01 | 0 | 2023-03-01 | 0 | 2023-03-01 | 0 | 2023-03-01 | 0 | 2023-03-01 | 0 | 2023-03-01 | 0 | 2023-03-01 | 0 | 2023-03-01 | 0 | 0 | 25,5 | 13,25 | 3,5 | NA | 338 | NO | NA | NA | YES | NO | NA | YES | NO | 25,5 | 13,5 | 3,5 | NA | 338 | 1 | NA | NA | NA | NA | NA | NA | NA | NA | NA | NA | NA | NA | NA | Dust | NA | NA | NA | NA | NA | NA | Manual | NA | NA | NA | NA | NA | NA | YES | NO | YES | YES | NO SD | 100%
451 | 2026-12-26 | 0 | 2026-12-26 | 0 | 2026-12-26 | 0 | 2026-12-26 | 0 | 2026-12-26 | 0 | 2026-12-26 | 0 | 2026-12-26 | 0 | 2026-12-26 | 0 | 0 | 4 | 4 | 4 | 11000 | 16 | NO | NA | NA | YES | NO | NA | YES | NO | 4 | 4 | 4 | 12000 | 16 | 1 | NA | NA | BP 7 bars - HP 250 bars | NA | NA | NA | NA | NA | NA | NA | 3 | NA | froide | NA | NA | NA | NA | NA | 220V Mono 50Hz - 380V Tri 50Hz - 349V DC | NA | Manual | NA | NA | NA | NA | NA | NA | NO | NO | NO | NO | NO SD | 100%
454 | 2021-06-01 | 3 | 2021-09-01 | 3 | 2021-12-01 | 0 | 2021-12-01 | 9 | 2022-09-01 | 3 | 2022-12-01 | 0 | 2022-12-01 | 3 | 2023-03-01 | 12 | 21 | 3 | 3 | 1,5 | 250 | 9 | NA | NA | NA | NA | NA | NA | NA | NA | 3 | 3 | 2 | NA | NA | NA | NA | NA | NA | NA | NA | NA | NA | NA | NA | NA | NA | NA | NA | NA | NA | NA | NA | NA | NA | NA | NA | NA | NA | NA | NA | NA | NA | NA | NA | NA | NA | NO SD | 100%
455 | 2023-03-01 | 0 | 2023-03-01 | 0 | 2023-03-01 | 0 | 2023-03-01 | 0 | 2023-03-01 | 0 | 2023-03-01 | 0 | 2023-03-01 | 0 | 2023-03-01 | 0 | 0 | TBD | TBD | TBD | TBD | TBD | NA | NA | NA | NA | NA | NA | NA | NA | NA | NA | NA | NA | NA | NA | NA | NA | NA | NA | NA | NA | NA | NA | NA | NA | NA | NA | NA | NA | NA | NA | NA | NA | NA | NA | NA | NA | NA | NA | NA | NA | NA | NA | NA | NA | NA | NO SD | 0%
456 | 2024-03-26 | 5 | 2024-08-26 | 3 | 2024-11-26 | 9 | 2025-08-26 | 9 | 2026-05-26 | 3 | 2026-08-26 | 1 | 2026-09-26 | 3 | 2026-12-26 | 21 | 33 | 6,5 | 1,2 | 2 | 14500 | 7,8 | NO | NA | NA | YES | NO | NA | YES | NO | 8,2 | 2 | 2 | 24500 | 16,4 | 1 | NA | NA | 7 | NA | NA | NA | NA | NA | NA | NA | 3 | NA | NA | NA | NA | NA | NA | NA | NA | NA | Manual | NA | NA | NA | NA | NA | NA | NO | NO | YES | NO | NO SD | 100%
457 | 2024-03-26 | 5 | 2024-08-26 | 3 | 2024-11-26 | 9 | 2025-08-26 | 9 | 2026-05-26 | 3 | 2026-08-26 | 1 | 2026-09-26 | 3 | 2026-12-26 | 21 | 33 | 1,5 | 1,5 | 2 | 5330 | 2,25 | YES | NO | l: 1,5 w: 1,5 d: 0,5 | YES | NO | NA | YES | NO | 2 | 2 | 3,4 | 8330 | 4 | 1 | NA | NA | 7 | NA | NA | NA | NA | NA | NA | NA | 3 | NA | NA | NA | NA | NA | NA | NA | NA | NA | Manual | NA | NA | NA | NA | NA | NA | NO | NO | YES | NO | NO SD | 100%
459 | 2025-04-26 | 5 | 2025-09-26 | 3 | 2025-12-26 | 0 | 2025-12-26 | 6 | 2026-06-26 | 3 | 2026-09-26 | 0 | 2026-09-26 | 3 | 2026-12-26 | 9 | 20 | 0,5 | 0,3 | 0,2 | 1 | 0,15 | NA | NA | NA | NA | NA | NA | NA | NA | NA | NA | NA | NA | NA | NA | NA | NA | NA | NA | NA | NA | NA | NA | NA | NA | NA | NA | NA | NA | NA | NA | NA | NA | NA | NA | NA | NA | NA | NA | NA | NA | NA | NO | NO | NO | NO | NO SD | 100%
462 | 2025-03-26 | 3 | 2025-06-26 | 3 | 2025-09-26 | 0 | 2025-09-26 | 9 | 2026-06-26 | 3 | 2026-09-26 | 0 | 2026-09-26 | 3 | 2026-12-26 | 12 | 21 | TBD | TBD | TBD | TBD | TBD | NA | NA | NA | NA | NA | NA | NA | NA | NA | NA | NA | NA | NA | NA | NA | NA | NA | NA | NA | NA | NA | NA | NA | NA | NA | NA | NA | NA | NA | NA | NA | NA | NA | NA | NA | NA | NA | NA | NA | NA | NA | NA | NA | NA | NA | NO SD | 0%
463 | 2020-06-01 | 5 | 2020-11-01 | 3 | 2021-02-01 | 9 | 2021-11-01 | 9 | 2022-08-01 | 3 | 2022-11-01 | 1 | 2022-12-01 | 3 | 2023-03-01 | 21 | 33 | 6 | 4 | 4 | 3000 | 24 | NO | NA | NA | NO | NO | NA | YES | NO | TBD | TBD | TBD | TBD | 90 | NA | NA | NA | NA | NA | NA | Argon | NA | NA | Réseau | NA | NA | NA | NA | NA | NA | NA | NA | NA | 380V Tri 50Hz | 304 | Manual | NA | NA | laitier, flux | NA | NA | YES | YES | NO | NO | NO | NO SD | 80%
465 | 2023-03-01 | 0 | 2023-03-01 | 0 | 2023-03-01 | 0 | 2023-03-01 | 0 | 2023-03-01 | 0 | 2023-03-01 | 0 | 2023-03-01 | 0 | 2023-03-01 | 0 | 0 | NA | NA | NA | NA | NA | NA | NA | NA | NA | NA | NA | NA | YES | NA | NA | NA | NA | NA | NA | NA | NA | NA | NA | NA | NA | NA | NA | NA | NA | NA | NA | NA | NA | NA | NA | NA | NA | NA | NA | NA | NA | NA | NA | NA | NA | NA | NA | NA | NA | NA | NO SD | 100%
466 | 2024-01-26 | 5 | 2024-06-26 | 3 | 2024-09-26 | 9 | 2025-06-26 | 9 | 2026-03-26 | 3 | 2026-06-26 | 3 | 2026-09-26 | 3 | 2026-12-26 | 21 | 35 | 10 | 5 | 5 | 10000 | 50 | NO | NA | NA | YES | NO | NA | YES | NA | 20 | 6 | 4 | 10000 | 120 | Multiples | NA | NA | BP and HP | NA | NA | NA | NA | NA | NA | NA | 0 -50 | 2 - 200 | Eau fraiche | NA | NA | NA | NA | NA | 380V Tri 50Hz | 50 | Manual | NA | NA | NA | NA | NA | NA | NO | NO | YES | NO | NO SD | 100%
467 | 2022-06-01 | 4 | 2022-10-01 | 0 | 2022-10-01 | 0 | 2022-10-01 | 3 | 2023-01-01 | 1 | 2023-02-01 | 1 | 2023-03-01 | 0 | 2023-03-01 | 3 | 9 | 1 | 1 | 1 | 150 | 1 | NO | NA | NA | TBD | NO | NA | YES | TBD | TBD | TBD | TBD | TBD | TBD | TBD | NA | NA | TBD | NA | NA | NA | NA | NA | NA | NA | NA | NA | NA | NA | NA | NA | NA | NA | TBD | TBD | Manual | NA | NA | NA | NA | NA | NA | NO | NO | NO | NO | NO SD | 50%
468 | 2020-07-01 | 4 | 2020-11-01 | 3 | 2021-02-01 | 9 | 2021-11-01 | 9 | 2022-08-01 | 3 | 2022-11-01 | 1 | 2022-12-01 | 3 | 2023-03-01 | 21 | 32 | 2,2 | 0,7 | 2 | 250 | 1,54 | NO | NA | NA | NO | NO | NA | YES | NO | 2,2 | 1,7 | 2 | 250 | 3,75 | 1 | NA | NA | 7 | NA | NA | NA | NA | NA | NA | NA | NA | NA | 18°C - 23°C | NA | NA | NA | NA | NA | Mono 50 Hz | NA | Manual | NA | NA | NA | NA | NA | NA | NO | NO | NO | NO | NO SD | 100%
469 | 2021-04-01 | 4 | 2021-08-01 | 3 | 2021-11-01 | 0 | 2021-11-01 | 9 | 2022-08-01 | 3 | 2022-11-01 | 1 | 2022-12-01 | 3 | 2023-03-01 | 12 | 23 | 2 | 2 | 2,5 | 300 | 4 | NO | NA | NA | TBD | TBD | NA | YES | TBD | TBD | TBD | TBD | TBD | TBD | TBD | NA | NA | NA | NA | NA | NA | NA | NA | NA | NA | NA | NA | NA | NA | NA | NA | NA | NA | TBD | TBD | Manual | NA | YES | NA | NA | NA | NA | NO | NO | NO | NO | NO SD | 50%
470 | 2026-12-26 | 0 | 2026-12-26 | 0 | 2026-12-26 | 0 | 2026-12-26 | 0 | 2026-12-26 | 0 | 2026-12-26 | 0 | 2026-12-26 | 0 | 2026-12-26 | 0 | 0 | TBD | TBD | TBD | TBD | TBD | NO | NA | NA | TBD | NO | NA | YES | TBD | TBD | TBD | TBD | TBD | TBD | 1 | NA | NA | TBD | TBD | NA | TBD | TBD | TBD | TBD | NA | TBD | TBD | TBD | TBD | TBD | TBD | NA | NA | TBD | TBD | Manual | NA | NA | Dirty water | TBD | TBD | TBD | NO | NO | NO | NO | NO SD | 30%
472 | 2024-08-26 | 4 | 2024-12-26 | 3 | 2025-03-26 | 9 | 2025-12-26 | 6 | 2026-06-26 | 3 | 2026-09-26 | 0 | 2026-09-26 | 3 | 2026-12-26 | 18 | 28 | 1 | 0,5 | 1,3 | 150 | 0,5 | NO | NA | NA | NA | NO | NA | YES | NO | NA | NA | NA | NA | NA | NA | NA | NA | 7 | 252 | NA | Nitrogen | NA | NA | NA | NA | NA | NA | NA | NA | NA | NA | NA | NA | NA | NA | Manual | NA | NA | NA | NA | NA | NA | NO | NO | YES | NO | NO SD | 100%
474 | 2026-03-26 | 4 | 2026-07-26 | 0 | 2026-07-26 | 0 | 2026-07-26 | 3 | 2026-10-26 | 1 | 2026-11-26 | 1 | 2026-12-26 | 0 | 2026-12-26 | 3 | 9 | 4 | 2 | 2 | 1000 | 8 | NO | NA | NA | TBD | NO | NA | YES | TBD | TBD | TBD | TBD | TBD | TBD | Multiples | NA | NA | TBD | TBD | NA | NA | NA | NA | NA | NA | TBD | TBD | TBD | NA | NA | NA | NA | NA | TBD | TBD | Manual | NA | NA | NA | NA | NA | NA | NO | NO | NO | NO | NO SD | 50%
475 | 2024-04-26 | 4 | 2024-08-26 | 3 | 2024-11-26 | 9 | 2025-08-26 | 9 | 2026-05-26 | 3 | 2026-08-26 | 1 | 2026-09-26 | 3 | 2026-12-26 | 21 | 32 | 5 | 5 | 1 | 2000 | 25 | NO | NA | NA | NO | NO | NA | YES | NO | 6 | 4 | 2 | 2500 | 24 | Multiples | NA | NA | 7 | NA | NA | NA | NA | NA | NA | NA | NA | NA | NA | NA | NA | NA | NA | NA | 380V Tri 50Hz | 50 | NA | NA | NA | NA | NA | NA | NA | NO | NO | NO | NO | NO SD | 100%
476 | 2024-07-26 | 4 | 2024-11-26 | 3 | 2025-02-26 | 9 | 2025-11-26 | 6 | 2026-05-26 | 3 | 2026-08-26 | 1 | 2026-09-26 | 3 | 2026-12-26 | 18 | 29 | 5 | 2 | 1,5 | 3000 | 10 | NO | NA | NA | NO | NO | NA | YES | NO | 5 | 3 | 2 | 3500 | 15 | Multiples | NA | NA | NA | NA | NA | NA | NA | NA | NA | NA | Fresh and cooling water | NA | NA | NA | NA | NA | NA | NA | 380V Tri 50Hz | 50 | Manual | NA | NA | NA | NA | NA | NA | NO | NO | NO | NO | NO SD | 100%
480 | 2025-01-26 | 4 | 2025-05-26 | 3 | 2025-08-26 | 0 | 2025-08-26 | 9 | 2026-05-26 | 3 | 2026-08-26 | 1 | 2026-09-26 | 3 | 2026-12-26 | 12 | 23 | 4 | 3 | 2 | 3000 | 12 | TBD | TBD | TBD | TBD | NO | NA | YES | TBD | TBD | TBD | TBD | TBD | TBD | Multiples | NA | NA | TBD | TBD | NA | NA | NA | NA | NA | NA | TBD | TBD | TBD | NA | NA | NA | NA | NA | TBD | TBD | Manual | NA | NA | NA | NA | NA | NA | NO | NO | YES | NO | NO SD | 40%
481 | 2025-01-26 | 4 | 2025-05-26 | 3 | 2025-08-26 | 0 | 2025-08-26 | 9 | 2026-05-26 | 3 | 2026-08-26 | 1 | 2026-09-26 | 3 | 2026-12-26 | 12 | 23 | 4 | 2 | 2 | 2000 | 8 | TBD | TBD | TBD | TBD | NO | NA | YES | TBD | TBD | TBD | TBD | TBD | TBD | Multiples | NA | NA | TBD | TBD | NA | NA | NA | NA | NA | NA | TBD | TBD | TBD | NA | NA | NA | NA | NA | TBD | TBD | Manual | NA | NA | NA | NA | NA | NA | NO | NO | YES | NO | NO SD | 40%
482 | 2025-04-26 | 4 | 2025-08-26 | 3 | 2025-11-26 | 0 | 2025-11-26 | 6 | 2026-05-26 | 3 | 2026-08-26 | 1 | 2026-09-26 | 3 | 2026-12-26 | 9 | 20 | 3 | 3 | 2 | 1500 | 9 | TBD | TBD | TBD | TBD | NO | NA | YES | TBD | TBD | TBD | TBD | TBD | TBD | Multiples | NA | NA | TBD | TBD | NA | NA | NA | NA | NA | NA | TBD | TBD | TBD | NA | NA | NA | NA | NA | TBD | TBD | Manual | NA | NA | NA | NA | NA | NA | NO | NO | YES | NO | NO SD | 40%
483 | 2025-01-26 | 4 | 2025-05-26 | 3 | 2025-08-26 | 0 | 2025-08-26 | 9 | 2026-05-26 | 3 | 2026-08-26 | 1 | 2026-09-26 | 3 | 2026-12-26 | 12 | 23 | 4 | 3 | 2 | 3000 | 12 | TBD | TBD | TBD | TBD | NO | NA | YES | TBD | TBD | TBD | TBD | TBD | TBD | Multiples | NA | NA | TBD | TBD | NA | NA | NA | NA | NA | NA | TBD | TBD | TBD | NA | NA | NA | NA | NA | TBD | TBD | Manual | TBD | TBD | NA | NA | NA | NA | NO | NO | YES | NO | NO SD | 40%
495 | 2024-04-22 | 3 | 2024-07-22 | 0 | 2024-07-22 | 0 | 2024-07-22 | 3 | 2024-10-22 | 1 | 2024-11-22 | 0 | 2024-11-22 | 0 | 2024-11-22 | 3 | 7 | 0,55 | 0,5 | 0,5 | 40 | 0,275 | [34 empty] | NA | NA | NA | NA | NA | NA | NA | NA | NA | NA | NA | NO SD | 100% | bar: NO to TBD
499 | 2022-08-01 | 3 | 2022-11-01 | 0 | 2022-11-01 | 0 | 2022-11-01 | 3 | 2023-02-01 | 1 | 2023-03-01 | 0 | 2023-03-01 | 0 | 2023-03-01 | 3 | 7 | 0,45 | 0,3 | 0,22 | 7 | 0,135 | [34 empty] | NA | NA | NA | NA | NA | NA | NA | NA | NA | NA | NA | NO SD | 100% | bar: NO to TBD
500 | 2021-09-01 | 4 | 2022-01-01 | 0 | 2022-01-01 | 9 | 2022-10-01 | 3 | 2023-01-01 | 1 | 2023-02-01 | 1 | 2023-03-01 | 0 | 2023-03-01 | 12 | 18 | 0,85 | 0,82 | 1,4 | 150 | 0,7 | NO | NA | NA | NA | NO | NA | YES | NO | NA | NA | NA | < 3T | NA | NA | NA | NA | NA | NA | NA | NA | NA | NA | NA | NA | NA | NA | NA | NA | NA | NA | NA | NA | 380V Tri 50Hz | 17 | Manual | NA | NA | NA | NA | NA | NA | NO | NO | NO | NO | NO SD | 100%
502 | 2027-10-26 | 0 | 2027-10-26 | 0 | 2027-10-26 | 0 | 2027-10-26 | 0 | 2027-10-26 | 0 | 2027-10-26 | 0 | 2027-10-26 | 0 | 2027-10-26 | 0 | 0 | TBD | TBD | TBD | TBD | TBD | TBD | TBD | TBD | TBD | TBD | NA | TBD | TBD | TBD | TBD | TBD | TBD | TBD | 1 | NA | NA | 7 | TBD | TBD | TBD | TBD | TBD | TBD | TBD | TBD | TBD | TBD | TBD | TBD | TBD | NA | NA | TBD | TBD | Manual | NA | NA | NA | NA | NA | NA | YES | NO | NO | NO | NO SD | 20%
504 | 2022-08-01 | 3 | 2022-11-01 | 0 | 2022-11-01 | 0 | 2022-11-01 | 3 | 2023-02-01 | 1 | 2023-03-01 | 0 | 2023-03-01 | 0 | 2023-03-01 | 3 | 7 | TBD | TBD | TBD | TBD | TBD | [34 empty] | NA | NA | NA | NA | NA | NA | NA | NA | NA | NA | NA | NO SD | 0% | bar: NO to TBD
514 | 2021-10-01 | 4 | 2022-02-01 | 0 | 2022-02-01 | 9 | 2022-11-01 | 3 | 2023-02-01 | 1 | 2023-03-01 | 0 | 2023-03-01 | 0 | 2023-03-01 | 12 | 17 | 0,45 | 0,265 | 0,43 | 15 | 0,12 | NO | NA | NA | NA | NO | NA | YES | NO | 1,05 | 0,9 | 2,2 | 15 | 0,95 | 1 | NA | NA | NA | NA | NA | NA | NA | NA | NA | NA | NA | NA | NA | NA | NA | NA | NA | NA | 220V Mono 50Hz | 0,35 | Manual | NA | NA | tungstene filings | NA | NA | NA | NO | NO | NO | NO | NO SD | 100%
515 | 2023-03-01 | 0 | 2023-03-01 | 0 | 2023-03-01 | 0 | 2023-03-01 | 0 | 2023-03-01 | 0 | 2023-03-01 | 0 | 2023-03-01 | 0 | 2023-03-01 | 0 | 0 | 3,5 | 1,6 | 3 | 200 | 5,6 | NO | NA | NA | NA | NO | NA | YES | NO | 3,5 | 1,6 | 3 | 200 | 5,6 | 4 | NA | NA | NA | NA | NA | NA | NA | NA | NA | NA | NA | NA | NA | hood | NA | NA | NA | NA | 230V Mono 50Hz | 0,1 | Manual | NO | NO | NA | NA | NA | NA | NO | NO | NO | NO | NO SD | 100%
541 | 2028-07-01 | 4 | 2028-11-01 | 0 | 2028-11-01 | 9 | 2029-08-01 | 3 | 2029-11-01 | 1 | 2029-12-01 | 1 | 2030-01-01 | 0 | 2030-01-01 | 12 | 18 | 11 | 2,2 | 1 | 300 | 24,2 | NO | NA | NA | NA | NO | NA | YES | NO | 14 | 4 | 2,2 | 350 | 56 | 4 | NA | NA | NA | NA | NA | NA | NA | NA | NA | NA | NA | NA | NA | NA | NA | NA | NA | NA | NA | NA | Manual | NA | NA | FABRIC | NA | NA | NA | NO | NO | NO | NO | NO SD | 100%
544 | 2030-01-01 | 0 | 2030-01-01 | 0 | 2030-01-01 | 0 | 2030-01-01 | 0 | 2030-01-01 | 0 | 2030-01-01 | 0 | 2030-01-01 | 0 | 2030-01-01 | 0 | 0 | 2 | 1,4 | 2,8 | 500 | 2,8 | NO | NA | NA | NA | NO | NA | YES | NO | 4 | 2 | 4 | TBD | 8 | 1 | NA | NA | 7 | NA | NA | NA | NA | NA | NA | NA | TBD | NA | NA | TBD | NA | NA | NA | NA | TBD | TBD | Manual | NO | NO | Dust | NA | NA | NA | NO | NO | YES | NO | NO SD | 80%
558 | 2030-01-01 | 0 | 2030-01-01 | 0 | 2030-01-01 | 0 | 2030-01-01 | 0 | 2030-01-01 | 0 | 2030-01-01 | 0 | 2030-01-01 | 0 | 2030-01-01 | 0 | 0 | TBD | TBD | TBD | TBD | TBD | TBD | TBD | TBD | TBD | TBD | NA | TBD | TBD | TBD | TBD | TBD | TBD | TBD | NA | NA | NA | NA | NA | NA | NA | NA | NA | NA | NA | NA | NA | NA | NA | NA | NA | NA | NA | TBD | TBD | Manual | NO | NO | NA | NA | NA | NA | NO | NO | NO | NO | NO SD | 30%
560 | 2030-01-01 | 0 | 2030-01-01 | 0 | 2030-01-01 | 0 | 2030-01-01 | 0 | 2030-01-01 | 0 | 2030-01-01 | 0 | 2030-01-01 | 0 | 2030-01-01 | 0 | 0 | TBD | TBD | TBD | TBD | TBD | TBD | TBD | TBD | TBD | TBD | NA | TBD | TBD | TBD | TBD | TBD | TBD | TBD | 1 | NA | NA | NA | NA | NA | TBD | TBD | TBD | TBD | TBD | TBD | TBD | TBD | TBD | NA | NA | TBD | TBD | TBD | TBD | Manual | NO | NO | TBD | TBD | TBD | TBD | NO | NO | NO | NO | NO SD | 20%
562 | 2027-05-01 | 4 | 2027-09-01 | 3 | 2027-12-01 | 9 | 2028-09-01 | 9 | 2029-06-01 | 3 | 2029-09-01 | 1 | 2029-10-01 | 3 | 2030-01-01 | 21 | 32 | 6 | 6 | 3 | 4000 | 36 | NO | NA | NA | TBD | NO | NA | YES | NO | 7 | 7 | 4 | TBD | 49 | NA | NA | NA | NA | NA | NA | NA | NA | NA | NA | NA | NA | NA | NA | NA | NA | NA | NA | NA | 380V/400V Tri 50Hz | 150 | Manual | NA | YES | NA | NA | NA | NA | NO | NO | NO | NO | NO SD | 90%
565 | 2028-07-01 | 4 | 2028-11-01 | 0 | 2028-11-01 | 9 | 2029-08-01 | 3 | 2029-11-01 | 1 | 2029-12-01 | 1 | 2030-01-01 | 0 | 2030-01-01 | 12 | 18 | 0,95 | 1,25 | 2 | 400 | 1,2 | NO | NA | NA | NO | NO | NA | YES | NO | 3 | 3 | 2 | 500 | 9 | 1 | NA | NA | NA | NA | NA | NA | NA | NA | NA | NA | NA | NA | NA | NA | NA | NA | NA | NA | 400V Tri 50Hz | 4 | Manual | NO | NO | Dust | NA | NA | NA | NO | NO | NO | NO | NO SD | 100%
567 | 2023-03-01 | 0 | 2023-03-01 | 0 | 2023-03-01 | 0 | 2023-03-01 | 0 | 2023-03-01 | 0 | 2023-03-01 | 0 | 2023-03-01 | 0 | 2023-03-01 | 0 | 0 | TBD | TBD | TBD | TBD | TBD | TBD | TBD | TBD | TBD | TBD | NA | TBD | TBD | TBD | TBD | TBD | < 3T | TBD | 4 | NA | NA | NA | NA | NA | NA | NA | NA | NA | NA | NA | NA | NA | TBD | NA | NA | NA | NA | 230V Mono 50Hz - 400V Tri 50Hz | TBD | Manual | NO | NO | TBD | TBD | TBD | TBD | YES | NO | NO | NO | NO SD | 30%
568 | 2023-03-01 | 0 | 2023-03-01 | 0 | 2023-03-01 | 0 | 2023-03-01 | 0 | 2023-03-01 | 0 | 2023-03-01 | 0 | 2023-03-01 | 0 | 2023-03-01 | 0 | 0 | 2 | 2 | 2 | < 3T | 4 | NO | NA | NA | NA | NO | NA | YES | NO | 2 | 2 | 2 | < 3T | 4 | 4 | NA | NA | NA | NA | NA | ARCAL | NA | NA | NA | NA | NA | NA | NA | NA | NA | NA | NA | NA | 230V Mono 50Hz - 400V Tri 50Hz | 31 4 | Manual | NO | NO | Fil, laitier | NO | NO | NO | YES | NO | YES | YES | NO SD | 100%
569 | 2023-03-01 | 0 | 2023-03-01 | 0 | 2023-03-01 | 0 | 2023-03-01 | 0 | 2023-03-01 | 0 | 2023-03-01 | 0 | 2023-03-01 | 0 | 2023-03-01 | 0 | 0 | 4 | 3 | 2 | < 3T | 12 | NO | NA | NA | NA | NO | NA | YES | NO | 4 | 3 | 2 | < 3T | 12 | 4 | NA | NA | NA | NA | NA | Argon | NA | NA | NA | NA | NA | NA | NA | NA | NA | NA | NA | NA | 230V Mono 50Hz - 400V Tri 50Hz | 20 | Manual | NO | NO | NA | NA | NA | NA | YES | NO | YES | YES | NO SD | 100%
570 | 2023-03-01 | 0 | 2023-03-01 | 0 | 2023-03-01 | 0 | 2023-03-01 | 0 | 2023-03-01 | 0 | 2023-03-01 | 0 | 2023-03-01 | 0 | 2023-03-01 | 0 | 0 | 2 | 2 | 2 | < 3T | 4 | NO | NA | NA | NA | NO | NA | YES | NO | 2 | 2 | 2 | < 3T | 4 | 4 | NA | NA | NA | NA | NA | ARCAL | NA | NA | NA | NA | NA | NA | NA | NA | NA | NA | NA | NA | 230V Mono 50Hz - 400V Tri 50Hz | 31 4 | Manual | NO | NO | NA | NA | NA | NA | YES | NO | YES | YES | NO SD | 100%
576 | 2021-09-01 | 4 | 2022-01-01 | 0 | 2022-01-01 | 9 | 2022-10-01 | 3 | 2023-01-01 | 1 | 2023-02-01 | 1 | 2023-03-01 | 0 | 2023-03-01 | 12 | 18 | 1,2 | 1 | 0,85 | 200 | 1,2 | NO | NA | NA | NA | NO | NA | YES | NO | 3,2 | 3 | 2,2 | < 3T | 9,6 | NA | NA | NA | 7 | NA | NA | NA | NA | NA | NA | NA | NA | NA | NA | NA | NA | NA | NA | NA | NA | NA | Manual | NA | NA | NA | NA | NA | NA | NO | NO | YES | NO | NO SD | 100%
577 | 2021-09-01 | 4 | 2022-01-01 | 0 | 2022-01-01 | 9 | 2022-10-01 | 3 | 2023-01-01 | 1 | 2023-02-01 | 1 | 2023-03-01 | 0 | 2023-03-01 | 12 | 18 | 1 | 1 | 1,2 | 320 | 1 | NO | NA | NA | NA | NO | NA | YES | NO | 2 | 2 | 2,2 | 320 | 4 | 1 | NA | NA | NA | NA | NA | NA | NA | NA | NA | NA | NA | NA | NA | NA | NA | NA | NA | NA | 220V Mono 50Hz - 380V Tri 50Hz | 1,5 | Manual | NA | NA | Dusts | NA | NA | NA | NO | NO | NO | NO | NO SD | 100%
578 | 2021-09-01 | 4 | 2022-01-01 | 0 | 2022-01-01 | 9 | 2022-10-01 | 3 | 2023-01-01 | 1 | 2023-02-01 | 1 | 2023-03-01 | 0 | 2023-03-01 | 12 | 18 | 1,6 | 0,6 | 1,3 | 150 | 1 | NO | NA | NA | NA | NO | NA | YES | NO | 2 | 1,5 | 2,2 | < 3T | 3 | NA | NA | NA | NA | NA | NA | Oxygène, Acétylène | 3 | NA | NA | NA | NA | NA | NA | Smoke | NA | NA | NA | NA | NA | NA | Manual | NA | NA | Waste of flame cutting | NA | NA | NA | NO | NO | NO | NO | NO SD | 100%
579 | 2021-09-01 | 4 | 2022-01-01 | 0 | 2022-01-01 | 9 | 2022-10-01 | 3 | 2023-01-01 | 1 | 2023-02-01 | 1 | 2023-03-01 | 0 | 2023-03-01 | 12 | 18 | 2,1 | 0,95 | 1,9 | 650 | 2 | NO | NA | NA | NA | NO | NA | YES | NO | 2,1 | 2,9 | 2,2 | 650 | 6,1 | NA | NA | NA | NA | NA | NA | NA | NA | NA | NA | NA | NA | NA | NA | NA | NA | NA | NA | NA | 380V Tri 50Hz | 15 | Manual | NA | NA | NA | NA | NA | NA | NO | NO | NO | NO | NO SD | 100%
580 | 2021-09-01 | 4 | 2022-01-01 | 0 | 2022-01-01 | 9 | 2022-10-01 | 3 | 2023-01-01 | 1 | 2023-02-01 | 1 | 2023-03-01 | 0 | 2023-03-01 | 12 | 18 | 1 | 1 | 1,9 | 340 | 1 | NO | NA | NA | NA | NO | NA | YES | NO | 1 | 3 | 2,2 | 340 | 3 | NA | NA | NA | NA | NA | NA | NA | NA | NA | NA | NA | NA | NA | NA | NA | NA | NA | NA | NA | 380V Tri 50Hz | 7,5 | Manual | NA | NA | NA | NA | NA | NA | NO | NO | NO | NO | NO SD | 100%
581 | 2022-08-01 | 3 | 2022-11-01 | 0 | 2022-11-01 | 0 | 2022-11-01 | 3 | 2023-02-01 | 1 | 2023-03-01 | 0 | 2023-03-01 | 0 | 2023-03-01 | 3 | 7 | 5 | 1,3 | 1,4 | 2000 | 6,5 | [34 empty] | NA | NA | NA | NA | NA | NA | NA | NA | NA | NA | NA | NO SD | 100% | bar: NO to TBD
601 | 2021-06-01 | 3 | 2021-09-01 | 3 | 2021-12-01 | 0 | 2021-12-01 | 9 | 2022-09-01 | 3 | 2022-12-01 | 0 | 2022-12-01 | 3 | 2023-03-01 | 12 | 21 | TBD | TBD | TBD | 7,5 | TBD | [34 empty] | NA | NA | NA | NA | NA | NA | NA | NA | NA | NA | NA | NO SD | 20% | bar: NO to TBD
605 | 2021-09-01 | 4 | 2022-01-01 | 0 | 2022-01-01 | 9 | 2022-10-01 | 3 | 2023-01-01 | 1 | 2023-02-01 | 1 | 2023-03-01 | 0 | 2023-03-01 | 12 | 18 | 1,42 | 0,66 | 1,2 | 117 | 1 | NO | NA | NA | NA | NO | NA | YES | YES | 2,5 | 1,5 | 2,2 | < 3T | 3,75 | 4 | NA | NA | NA | NA | NA | NA | NA | NA | NA | NA | NA | NA | NA | NA | NA | NA | NA | NA | 240V Mono 50Hz | 1,2 | Manual | NA | NA | Dangerous products | NA | NA | NA | NO | YES | NO | NO | NO SD | 100%
606 | 2021-09-01 | 4 | 2022-01-01 | 0 | 2022-01-01 | 9 | 2022-10-01 | 3 | 2023-01-01 | 1 | 2023-02-01 | 1 | 2023-03-01 | 0 | 2023-03-01 | 12 | 18 | 1,9 | 1,3 | 2,2 | < 3T | 2,5 | NO | NA | NA | NA | NO | NA | YES | YES | 1,9 | 1,3 | 2,2 | < 3T | 2,5 | NA | NA | NA | NA | NA | NA | NA | NA | NA | NA | NA | 3 | NA | NA | NA | NA | NA | NA | NA | 220V | NA | Manual | NA | NA | Dangerous products | NA | NA | NA | NO | YES | NO | NO | NO SD | 100%
607 | 2021-09-01 | 3 | 2021-12-01 | 3 | 2022-03-01 | 0 | 2022-03-01 | 6 | 2022-09-01 | 3 | 2022-12-01 | 0 | 2022-12-01 | 3 | 2023-03-01 | 9 | 18 | 1 | 0,6 | 1,6 | 80 | 0,6 | [34 empty] | NA | NA | NA | NA | NA | NA | NA | NA | NA | NA | NA | NO SD | 100% | bar: NO to TBD
609 | 2022-08-01 | 3 | 2022-11-01 | 0 | 2022-11-01 | 0 | 2022-11-01 | 3 | 2023-02-01 | 1 | 2023-03-01 | 0 | 2023-03-01 | 0 | 2023-03-01 | 3 | 7 | 0,58 | 0,285 | 0,375 | 23 | 0,166 | [34 empty] | NA | NA | NA | NA | NA | NA | NA | NA | NA | NA | NA | NO SD | 100% | bar: NO to TBD
610 | 2022-08-01 | 3 | 2022-11-01 | 0 | 2022-11-01 | 0 | 2022-11-01 | 3 | 2023-02-01 | 1 | 2023-03-01 | 0 | 2023-03-01 | 0 | 2023-03-01 | 3 | 7 | 0,4 | 0,2 | 0,22 | 44 | 0,08 | [34 empty] | NA | NA | NA | NA | NA | NA | NA | NA | NA | NA | NA | NO SD | 100% | bar: NO to TBD
611 | 2022-08-01 | 3 | 2022-11-01 | 0 | 2022-11-01 | 0 | 2022-11-01 | 3 | 2023-02-01 | 1 | 2023-03-01 | 0 | 2023-03-01 | 0 | 2023-03-01 | 3 | 7 | 0,3 | 0,15 | 0,15 | 17 | 0,045 | [34 empty] | NA | NA | NA | NA | NA | NA | NA | NA | NA | NA | NA | NO SD | 100% | bar: NO to TBD
622 | 2024-07-20 | 4 | 2024-11-20 | 0 | 2024-11-20 | 9 | 2025-08-20 | 3 | 2025-11-20 | 1 | 2025-12-20 | 1 | 2026-01-20 | 0 | 2026-01-20 | 12 | 18 | 2,5 | 1,6 | 1,15 | 1000 | 4 | NO | NA | NA | YES | NO | NA | YES | NO | 4 | 3 | 2,2 | 3250 | 12 | NA | NA | NA | NA | NA | NA | NA | NA | NA | NA | NA | NA | NA | NA | NA | NA | NA | NA | NA | 220V/230V Mono 50Hz | 0,1(88822/88821)/NA(88820) | NO | NA | NA | NA | NA | NA | NA | NO | NO | NO | NO | NO SD | 100%
624 | 2022-08-01 | 3 | 2022-11-01 | 0 | 2022-11-01 | 0 | 2022-11-01 | 3 | 2023-02-01 | 1 | 2023-03-01 | 0 | 2023-03-01 | 0 | 2023-03-01 | 3 | 7 | 2,2 | 1,01 | 2,12 | 1800 | 2,2 | [34 empty] | NA | NA | NA | NA | NA | NA | NA | NA | NA | NA | NA | NO SD | 100% | bar: NO to TBD
625 | 2022-08-01 | 3 | 2022-11-01 | 0 | 2022-11-01 | 0 | 2022-11-01 | 3 | 2023-02-01 | 1 | 2023-03-01 | 0 | 2023-03-01 | 0 | 2023-03-01 | 3 | 7 | 2,2 | 1,01 | 2,12 | 1800 | 2,2 | [34 empty] | NA | NA | NA | NA | NA | NA | NA | NA | NA | NA | NA | NO SD | 100% | bar: NO to TBD
626 | 2024-04-26 | 5 | 2024-09-26 | 3 | 2024-12-26 | 9 | 2025-09-26 | 6 | 2026-03-26 | 3 | 2026-06-26 | 3 | 2026-09-26 | 3 | 2026-12-26 | 18 | 32 | 20 | 5 | 2,5 | 2900 | 100 | NO | NA | NA | NO | NO | NA | YES | NO | 20 | 5 | 2,5 | 2900 | 100 | NA | NA | NA | NA | NA | NA | NA | NA | NA | NA | NA | NA | NA | NA | NA | NA | NA | NA | NA | 380V Tri 50Hz | 50 | Automatic | YES | NO | NA | NA | NA | NA | NO | NO | NO | NO | NO SD | 100%
627 | 2022-05-01 | 3 | 2022-08-01 | 0 | 2022-08-01 | 0 | 2022-08-01 | 6 | 2023-02-01 | 1 | 2023-03-01 | 0 | 2023-03-01 | 0 | 2023-03-01 | 6 | 10 | 8 | 3 | 3,65 | 19000 | 24 | [34 empty] | NA | NA | NA | NA | NA | NA | NA | NA | NA | NA | NA | NO SD | 100% | bar: NO to TBD
628 | 2022-05-01 | 3 | 2022-08-01 | 0 | 2022-08-01 | 0 | 2022-08-01 | 6 | 2023-02-01 | 1 | 2023-03-01 | 0 | 2023-03-01 | 0 | 2023-03-01 | 6 | 10 | 8 | 3 | 3,65 | 19000 | 24 | [34 empty] | NA | NA | NA | NA | NA | NA | NA | NA | NA | NA | NA | NO SD | 100% | bar: NO to TBD
629 | 2022-08-01 | 3 | 2022-11-01 | 0 | 2022-11-01 | 0 | 2022-11-01 | 3 | 2023-02-01 | 1 | 2023-03-01 | 0 | 2023-03-01 | 0 | 2023-03-01 | 3 | 7 | 5,5 | 2,5 | 2,5 | 3500 | 13,75 | [34 empty] | NA | NA | NA | NA | NA | NA | NA | NA | NA | NA | NA | NO SD | 100% | bar: NO to TBD
630 | 2022-05-01 | 3 | 2022-08-01 | 0 | 2022-08-01 | 0 | 2022-08-01 | 6 | 2023-02-01 | 1 | 2023-03-01 | 0 | 2023-03-01 | 0 | 2023-03-01 | 6 | 10 | 8 | 3 | 3,65 | 19000 | 24 | [34 empty] | NA | NA | NA | NA | NA | NA | NA | NA | NA | NA | NA | NO SD | 100% | bar: NO to TBD
634 | 2029-06-01 | 3 | 2029-09-01 | 0 | 2029-09-01 | 0 | 2029-09-01 | 3 | 2029-12-01 | 1 | 2030-01-01 | 0 | 2030-01-01 | 0 | 2030-01-01 | 3 | 7 | 0,7 | 0,3 | 1 | 30 | 0,21 | [34 empty] | NA | NA | NA | NA | NA | NA | NA | NA | NA | NA | NA | NO SD | 100% | bar: NO to TBD
636 | 2028-07-01 | 4 | 2028-11-01 | 0 | 2028-11-01 | 9 | 2029-08-01 | 3 | 2029-11-01 | 1 | 2029-12-01 | 1 | 2030-01-01 | 0 | 2030-01-01 | 12 | 18 | 2 | 1,95 | 1,4 | 1200 | 4 | NO | NA | NA | NA | NO | NA | YES | NO | 5 | 4 | 2,2 | 1250 | 20 | NA | NA | NA | NA | NA | NA | NA | NA | NA | NA | NA | NA | NA | NA | NA | NA | NA | NA | NA | 380V Tri 50Hz | 4 | Manual | NA | NA | Sciures /Scrap | NA | NA | NA | NO | NO | NO | NO | NO SD | 100%
643 | 2028-07-01 | 4 | 2028-11-01 | 0 | 2028-11-01 | 9 | 2029-08-01 | 3 | 2029-11-01 | 1 | 2029-12-01 | 1 | 2030-01-01 | 0 | 2030-01-01 | 12 | 18 | 1,4 | 1,3 | 1,1 | 600 | 2 | NO | NA | NA | NA | NO | NA | YES | NO | 5 | 3,7 | 2,2 | 600 | 18,5 | 1 | NA | NA | NA | NA | NA | NA | NA | NA | NA | NA | NA | NA | NA | NA | NA | NA | NA | NA | 380V Tri 50Hz | 4 | Manual | NA | NA | Chip/Scrap | NA | NA | NA | NO | NO | NO | NO | NO SD | 100%
646 | 2029-06-01 | 3 | 2029-09-01 | 0 | 2029-09-01 | 0 | 2029-09-01 | 3 | 2029-12-01 | 1 | 2030-01-01 | 0 | 2030-01-01 | 0 | 2030-01-01 | 3 | 7 | 0,57 | 0,49 | 1,56 | 60 | 0,28 | [34 empty] | NA | NA | NA | NA | NA | NA | NA | NA | NA | NA | NA | NO SD | 100% | bar: NO to TBD
647 | 2028-07-01 | 4 | 2028-11-01 | 0 | 2028-11-01 | 9 | 2029-08-01 | 3 | 2029-11-01 | 1 | 2029-12-01 | 1 | 2030-01-01 | 0 | 2030-01-01 | 12 | 18 | 0,51 | 0,47 | 0,49 | 23 | 0,25 | NO | NA | NA | NA | NO | NA | YES | NO | 4,5 | 2,5 | 2,2 | 23 | 11,3 | NA | NA | NA | NA | NA | NA | NA | NA | NA | NA | NA | NA | NA | NA | NA | NA | NA | NA | NA | 230V Mono 50Hz | 1,5 | Manual | NA | NA | Chip/Scrap | NA | NA | NA | NO | NO | NO | NO | NO SD | 100%
648 | 2028-07-01 | 4 | 2028-11-01 | 0 | 2028-11-01 | 9 | 2029-08-01 | 3 | 2029-11-01 | 1 | 2029-12-01 | 1 | 2030-01-01 | 0 | 2030-01-01 | 12 | 18 | 0,94 | 0,9 | 1,1 | 130 | 0,85 | NO | NA | NA | NA | NO | NA | YES | NO | 2,45 | 2,4 | 2,2 | 130 | 5,9 | 1 | NA | NA | NA | NA | NA | NA | NA | NA | NA | NA | NA | NA | NA | NA | NA | NA | NA | NA | 380V tri 50Hz | NA | Manual | NA | NA | Dust/Vapour/Smoke | NA | NA | NA | NO | NO | NO | NO | NO SD | 100%
649 | 2028-07-01 | 4 | 2028-11-01 | 0 | 2028-11-01 | 9 | 2029-08-01 | 3 | 2029-11-01 | 1 | 2029-12-01 | 1 | 2030-01-01 | 0 | 2030-01-01 | 12 | 18 | 1,55 | 0,7 | 1,3 | 90 | 2 | NO | NA | NA | NA | NO | NA | YES | NO | 2,6 | 1,7 | 2,2 | 90 | 4,4 | 1 | NA | NA | NA | NA | NA | NA | NA | NA | NA | NA | NA | NA | NA | NA | NA | NA | NA | NA | 220V Mono 50Hz | 0,75 | Manual | NA | NA | Chip/Scrap | NA | NA | NA | NO | NO | NO | NO | NO SD | 100%
650 | 2028-07-01 | 4 | 2028-11-01 | 0 | 2028-11-01 | 9 | 2029-08-01 | 3 | 2029-11-01 | 1 | 2029-12-01 | 1 | 2030-01-01 | 0 | 2030-01-01 | 12 | 18 | 0,85 | 0,58 | 1,12 | 90 | 0,5 | NO | NA | NA | Not Important | NO | NA | YES | NO | 2,85 | 3,6 | 2,2 | 90 | 10,3 | 1 | NA | NA | NA | NA | NA | NA | NA | NA | NA | NA | NA | NA | NA | NA | NA | NA | NA | NA | 220V Mono 50Hz - 380V Tri 50Hz | 0,7 | Manual | NA | NA | Filings | NA | NA | NA | NO | NO | NO | NO | NO SD | 100%
651 | 2028-07-01 | 4 | 2028-11-01 | 0 | 2028-11-01 | 9 | 2029-08-01 | 3 | 2029-11-01 | 1 | 2029-12-01 | 1 | 2030-01-01 | 0 | 2030-01-01 | 12 | 18 | 7 | 1,5 | 3 | 350 | 10,5 | NO | NA | NA | NA | NO | NA | YES | NO | 8 | 3 | 2,2 | 500 | 24 | NA | NA | NA | NA | NA | NA | NA | NA | NA | NA | NA | NA | NA | NA | NA | NA | NA | NA | NA | 380V Tri 50Hz | 6 | Manual | NA | NA | Chip/Scrap | NA | NA | NA | NO | NO | NO | NO | NO SD | 100%
652 | 2028-07-01 | 4 | 2028-11-01 | 0 | 2028-11-01 | 9 | 2029-08-01 | 3 | 2029-11-01 | 1 | 2029-12-01 | 1 | 2030-01-01 | 0 | 2030-01-01 | 12 | 18 | 0,8 | 0,6 | 1,75 | 100 | 0,48 | NO | NA | NA | NA | NO | NA | YES | NA | 8 | 2,5 | 2,2 | 150 | 20 | 2 | NA | NA | NA | NA | NA | NA | NA | NA | NA | NA | NA | NA | NA | NA | NA | NA | NA | NA | 380V Tri 50Hz | 0,7 | Manual | NA | NA | Chip/Filings//Scrap | NA | NA | NA | NO | NO | NO | NO | NO SD | 100%
654 | 2028-07-01 | 4 | 2028-11-01 | 0 | 2028-11-01 | 9 | 2029-08-01 | 3 | 2029-11-01 | 1 | 2029-12-01 | 1 | 2030-01-01 | 0 | 2030-01-01 | 12 | 18 | 2,7 | 2,7 | 1,56 | 2500 | 7,3 | NO | NA | NA | NA | NO | NA | YES | NO | 5 | 6 | 2,2 | 3000 | 30 | 1 | NA | NA | NA | NA | NA | NA | NA | NA | NA | NA | NA | NA | NA | NA | NA | NA | NA | NA | 380V Tri 50Hz | 7 | Manual | NA | NA | Scraps | NA | NA | NA | NO | NO | NO | NO | NO SD | 100%
682 | 2029-11-01 | 0 | 2029-11-01 | 0 | 2029-11-01 | 0 | 2029-11-01 | 0 | 2029-11-01 | 0 | 2029-11-01 | 0 | 2029-11-01 | 0 | 2029-11-01 | 0 | 0 | 2,5 | 4 | TBD | 11500 | 10 | TBD | TBD | TBD | TBD | NO | NA | YES | TBD | 3 | 4 | TBD | 15000 | 12 | TBD | NA | NA | NA | NA | NA | NA | NA | NA | NA | NA | TBD | TBD | TBD | NA | NA | NA | NA | NA | 400V Tri 50Hz | 2 | Manual | NA | NA | NA | NA | NA | NA | YES | NO | NO | NO | NO SD | 60%
683 | 2024-02-22 | 4 | 2024-06-22 | 0 | 2024-06-22 | 0 | 2024-06-22 | 3 | 2024-09-22 | 1 | 2024-10-22 | 1 | 2024-11-22 | 0 | 2024-11-22 | 3 | 9 | 3 | 0,9 | 1,5 | 1500 | 2,7 | NO | NA | NA | NA | NO | NA | NO | NO | 5 | 5 | 2,2 | 1800 | 25 | 1 | NA | NA | NA | NA | NA | NA | NA | NA | NA | NA | NA | NA | NA | NA | NA | NA | NA | NA | NA | NA | Manual | NA | NA | NA | NA | NA | NA | NO | NO | NO | NO | NO SD | 100%
685 | 2024-01-22 | 3 | 2024-04-22 | 0 | 2024-04-22 | 0 | 2024-04-22 | 6 | 2024-10-22 | 1 | 2024-11-22 | 0 | 2024-11-22 | 0 | 2024-11-22 | 6 | 10 | TBD | TBD | TBD | TBD | TBD | [34 empty] | NA | NA | NA | NA | NA | NA | NA | NA | NA | NA | NA | possible | 0% | bar: NO to TBD
698 | 2024-02-22 | 4 | 2024-06-22 | 0 | 2024-06-22 | 0 | 2024-06-22 | 3 | 2024-09-22 | 1 | 2024-10-22 | 1 | 2024-11-22 | 0 | 2024-11-22 | 3 | 9 | 0,7 | 0,5 | 2,7 | 150 | 0,35 | NO | NA | NA | NA | NO | NA | NO | NO | 1 | 1 | 2,2 | 100 | 1 | 1 | NA | NA | NA | NA | NA | NA | NA | NA | NA | NA | NA | NA | NA | NA | NA | NA | NA | NA | NA | NA | Manual | NA | NA | Scraps | NA | NA | NA | NO | NO | NO | NO | NO SD | 100%
706 | 2024-02-22 | 4 | 2024-06-22 | 0 | 2024-06-22 | 0 | 2024-06-22 | 3 | 2024-09-22 | 1 | 2024-10-22 | 1 | 2024-11-22 | 0 | 2024-11-22 | 3 | 9 | 2,8 | 1,2 | 1,2 | 1000 | 3,4 | NO | NA | NA | NA | NO | NA | NO | NO | 4,8 | 8 | 4 | 1500 | 38,4 | 2 | NA | NA | NA | NA | NA | NA | NA | NA | NA | NA | NA | NA | NA | NA | NA | NA | NA | NA | NA | NA | Manual | NA | NA | NA | NA | NA | NA | NO | NO | NO | NO | NO SD | 100%
708 | 2023-05-22 | 4 | 2023-09-22 | 0 | 2023-09-22 | 9 | 2024-06-22 | 3 | 2024-09-22 | 1 | 2024-10-22 | 1 | 2024-11-22 | 0 | 2024-11-22 | 12 | 18 | 0,69 | 0,36 | 0,97 | 90 | 0,32 | NO | NA | NA | NA | NO | NA | YES | NO | 1,5 | 1,5 | 2,2 | 90 | 2,25 | 1 | NA | NA | NA | NA | NA | NA | NA | NA | NA | NA | NA | NA | NA | NA | NA | NA | NA | NA | 380V Tri 50Hz | 0,75 | Manual | NA | NA | Chip/coolant | NA | NA | NA | NO | NO | NO | NO | NO SD | 100%
729 | 2023-05-22 | 4 | 2023-09-22 | 0 | 2023-09-22 | 9 | 2024-06-22 | 3 | 2024-09-22 | 1 | 2024-10-22 | 1 | 2024-11-22 | 0 | 2024-11-22 | 12 | 18 | 1,05 | 1,02 | 1,1 | 210 | 1 | NO | NA | NA | NA | NO | NA | YES | NO | 2,1 | 2,1 | 2,2 | 270 | 4,5 | 1 | NA | NA | NA | NA | NA | NA | NA | NA | NA | NA | NA | NA | NA | NA | NA | NA | NA | NA | 380V Tri 50Hz | 1,1 | Manual | NA | NA | Filings/coolant | NA | NA | NA | NO | NO | NO | NO | NO SD | 100%
730 | 2023-05-22 | 4 | 2023-09-22 | 0 | 2023-09-22 | 9 | 2024-06-22 | 3 | 2024-09-22 | 1 | 2024-10-22 | 1 | 2024-11-22 | 0 | 2024-11-22 | 12 | 18 | 0,94 | 0,47 | 1,92 | 300 | 0,44 | NO | NA | NA | NA | NO | NA | YES | NO | 1,5 | 1,5 | 2,2 | 300 | 2,25 | 1 | NA | NA | NA | NA | NA | NA | NA | NA | NA | NA | NA | NA | NA | NA | NA | NA | NA | NA | 380V Tri 50Hz | 1,5 | Manual | NA | NA | Chips / coolant | NA | NA | NA | NO | NO | NO | NO | NO SD | 100%
733 | 2023-05-22 | 4 | 2023-09-22 | 0 | 2023-09-22 | 9 | 2024-06-22 | 3 | 2024-09-22 | 1 | 2024-10-22 | 1 | 2024-11-22 | 0 | 2024-11-22 | 12 | 18 | 1,45 | 1,25 | 1,55 | 280 | 1,85 | NO | NA | NA | NA | NO | NA | YES | NO | 2,5 | 3,25 | 2,2 | 280 | 8,2 | 1 | NA | NA | 6 | NA | NA | NA | NA | NA | NA | NA | NA | NA | NA | NA | NA | NA | NA | NA | 400V Tri 50Hz | 2,4 | Manual | NA | YES | lubricant/Scrap | NA | NA | NA | NO | NO | NO | NO | NO SD | 100%
734 | 2023-05-22 | 4 | 2023-09-22 | 0 | 2023-09-22 | 9 | 2024-06-22 | 3 | 2024-09-22 | 1 | 2024-10-22 | 1 | 2024-11-22 | 0 | 2024-11-22 | 12 | 18 | 1 | 0,82 | 1,35 | 320 | 0,82 | NO | NA | NA | NA | NO | NA | YES | NO | 2 | 2 | 2,2 | 320 | 4 | 1 | NA | NA | NA | NA | NA | NA | NA | NA | NA | NA | NA | NA | NA | NA | NA | NA | NA | NA | 220V Mono 50Hz - 380V Tri 50Hz | 3 | Manual | NA | NA | Dusts | NA | NA | NA | NO | NO | NO | NO | NO SD | 100%
737 | 2023-05-22 | 4 | 2023-09-22 | 0 | 2023-09-22 | 9 | 2024-06-22 | 3 | 2024-09-22 | 1 | 2024-10-22 | 1 | 2024-11-22 | 0 | 2024-11-22 | 12 | 18 | 0,85 | 0,58 | 1,12 | 90 | 0,5 | NO | NA | NA | NA | NO | NA | YES | NO | 2,85 | 3,6 | 2,2 | 90 | 10,3 | 1 | NA | NA | NA | NA | NA | NA | NA | NA | NA | NA | NA | NA | NA | NA | NA | NA | NA | NA | 220V Mono 50Hz - 380V Tri 50Hz | 0,7 | Manual | NA | NA | Filings | NA | NA | NA | NO | NO | NO | NO | NO SD | 100%
740 | 2023-05-22 | 4 | 2023-09-22 | 0 | 2023-09-22 | 9 | 2024-06-22 | 3 | 2024-09-22 | 1 | 2024-10-22 | 1 | 2024-11-22 | 0 | 2024-11-22 | 12 | 18 | 0,82 | 0,41 | 1,8 | 210 | 0,35 | NO | NA | NA | NA | NO | NA | YES | NO | 1,5 | 1,5 | 2,2 | 210 | 2,25 | 1 | NA | NA | NA | NA | NA | NA | NA | NA | NA | NA | NA | NA | NA | NA | NA | NA | NA | NA | 380V Tri 50Hz | 1,1 | Manual | NA | NA | Chips / coolant | NA | NA | NA | NO | NO | NO | NO | NO SD | 100%
741 | 2023-05-22 | 4 | 2023-09-22 | 0 | 2023-09-22 | 9 | 2024-06-22 | 3 | 2024-09-22 | 1 | 2024-10-22 | 1 | 2024-11-22 | 0 | 2024-11-22 | 12 | 18 | 1,6 | 1,4 | 2,3 | 750 | 2,3 | NO | NA | NA | NA | NO | NA | YES | NO | 3 | 3 | 2,3 | 800 | 9 | 1 | NA | NA | NA | NA | NA | NA | NA | NA | NA | NA | NA | NA | NA | NA | NA | NA | NA | NA | 380V Tri 50Hz | 5,5 | Manual | NA | NA | Filings/coolant | NA | NA | NA | NO | NO | NO | NO | NO SD | 100%
744 | 2024-04-22 | 3 | 2024-07-22 | 0 | 2024-07-22 | 0 | 2024-07-22 | 3 | 2024-10-22 | 1 | 2024-11-22 | 0 | 2024-11-22 | 0 | 2024-11-22 | 3 | 7 | NA | NA | NA | NA | NA | [34 empty] | NA | NA | NA | NA | NA | NA | NA | NA | NA | NA | NA | NO SD | 100% | bar: NO to TBD
745 | 2024-04-22 | 3 | 2024-07-22 | 0 | 2024-07-22 | 0 | 2024-07-22 | 3 | 2024-10-22 | 1 | 2024-11-22 | 0 | 2024-11-22 | 0 | 2024-11-22 | 3 | 7 | 2,05 | 1,6 | 2,8 | 2500 | 3,28 | [34 empty] | NA | NA | NA | NA | NA | NA | NA | NA | NA | NA | NA | NO SD | 100% | bar: NO to TBD
747 | 2022-08-01 | 3 | 2022-11-01 | 0 | 2022-11-01 | 0 | 2022-11-01 | 3 | 2023-02-01 | 1 | 2023-03-01 | 0 | 2023-03-01 | 0 | 2023-03-01 | 3 | 7 | TBD | TBD | TBD | TBD | TBD | [34 empty] | NA | NA | NA | NA | NA | NA | NA | NA | NA | NA | NA | NO SD | 0% | bar: NO to TBD
751 | 2025-05-03 | 3 | 2025-08-03 | 0 | 2025-08-03 | 0 | 2025-08-03 | 3 | 2025-11-03 | 1 | 2025-12-03 | 0 | 2025-12-03 | 0 | 2025-12-03 | 3 | 7 | 1,7 | 1,6 | 1,71 | 300 | 2,72 | [34 empty] | NA | NA | NA | NA | NA | NA | NA | NA | NA | NA | NA | NO SD | 100% | bar: NO to TBD
752 | 2024-06-03 | 4 | 2024-10-03 | 0 | 2024-10-03 | 9 | 2025-07-03 | 3 | 2025-10-03 | 1 | 2025-11-03 | 1 | 2025-12-03 | 0 | 2025-12-03 | 12 | 18 | 1,14 | 0,89 | 0,98 | 60 | 1 | NO | NA | NA | NA | NO | NA | YES | NO | 1,2 | 1,9 | 2,2 | 200 | 2,28 | NA | NA | NA | NA | NA | NA | NA | NA | NA | NA | NA | NA | NA | NA | NA | NA | NA | NA | NA | 230V Mono 50Hz | 1,2 | Manual | NA | NA | detergente :DTERBIO.SID | NA | NA | NA | NO | YES | NO | NO | NO SD | 100%
762 | 2023-04-03 | 4 | 2023-08-03 | 3 | 2023-11-03 | 9 | 2024-08-03 | 9 | 2025-05-03 | 3 | 2025-08-03 | 1 | 2025-09-03 | 3 | 2025-12-03 | 21 | 32 | 1,8 | 1,8 | 2,57 | 1985 | 3,25 | NO | NA | NA | NA | NO | NA | YES | NO | 2,5 | 2,5 | 2,57 | 2000 | 6,25 | 1 | NA | NA | 7 | NA | NA | NA | NA | NA | NA | NA | 3 | 1,7 | NA | NA | NA | NA | 9 | NA | 380V Tri 50Hz | 18,5 | Manual | NA | NA | NA | NA | NA | NA | YES | NO | YES | NO | NO SD | 100%
764 | 2022-04-01 | 4 | 2022-08-01 | 0 | 2022-08-01 | 0 | 2022-08-01 | 6 | 2023-02-01 | 1 | 2023-03-01 | 0 | 2023-03-01 | 0 | 2023-03-01 | 6 | 11 | TBD | TBD | TBD | TBD | TBD | [34 empty] | NA | NA | NA | NA | NA | NA | NA | NA | NA | NA | NA | SD | 0% | bar: NO to TBD
765 | 2023-03-01 | 0 | 2023-03-01 | 0 | 2023-03-01 | 0 | 2023-03-01 | 0 | 2023-03-01 | 0 | 2023-03-01 | 0 | 2023-03-01 | 0 | 2023-03-01 | 0 | 0 | TBD | TBD | TBD | TBD | TBD | NO | NA | NA | TBD | NO | NA | YES | NO | NA | NA | NA | NA | NA | NA | NA | NA | NA | NA | NA | NA | NA | NA | NA | NA | NA | NA | NA | NA | NA | NA | NA | NA | NA | NA | Manual | NA | YES | NA | NA | NA | NA | NO | NO | NO | NO | NO SD | 60%
766 | 2023-03-01 | 0 | 2023-03-01 | 0 | 2023-03-01 | 0 | 2023-03-01 | 0 | 2023-03-01 | 0 | 2023-03-01 | 0 | 2023-03-01 | 0 | 2023-03-01 | 0 | 0 | TBD | TBD | TBD | TBD | TBD | NO | NA | NA | NA | NO | NA | YES | NO | NA | NA | NA | NA | NA | NA | NA | NA | NA | NA | NA | NA | NA | NA | NA | NA | NA | NA | NA | NA | NA | NA | NA | NA | NA | NA | Manual | NA | YES | NA | NA | NA | NA | NO | NO | NO | NO | NO SD | 70%
767 | 2019-07-01 | 5 | 2019-12-01 | 3 | 2020-03-01 | 14 | 2021-05-01 | 9 | 2022-02-01 | 3 | 2022-05-01 | 6 | 2022-11-01 | 4 | 2023-03-01 | 26 | 44 | 5,2 | 4,2 | 6 | 80000 | 22 | YES | YES | l: 6,2 w: 5,2 d: 1,1 | YES | NO | NA | YES | NO | 13 | 8 | 7 | 83000 | 104 | 1 | NA | NA | NA | NA | NA | NA | NA | NA | NA | NA | NA | NA | NA | NA | NA | NA | NA | NA | 400V Tri 50Hz | 22 | Automatic | YES | YES | NA | NA | NA | NA | NO | NO | NO | NO | NO SD | 100% | TOP35
768.01 | 2022-03-03 | 4 | 2022-07-03 | 3 | 2022-10-03 | 25 | 2024-11-03 | 6 | 2025-05-03 | 3 | 2025-08-03 | 1 | 2025-09-03 | 3 | 2025-12-03 | 34 | 45 | TBD | TBD | TBD | TBD | TBD | YES | TBD | TBD | NA | NO | NA | YES | TBD | TBD | TBD | TBD | TBD | TBD | TBD | NA | NA | NA | NA | NA | NA | NA | NA | NA | NA | NA | NA | NA | NA | NA | NA | NA | NA | TBD | TBD | Manual | TBD | TBD | NA | NA | NA | NA | NO | NO | NO | NO | NO SD | 30% | TOP35
768.02 | 2022-03-03 | 4 | 2022-07-03 | 3 | 2022-10-03 | 25 | 2024-11-03 | 6 | 2025-05-03 | 3 | 2025-08-03 | 1 | 2025-09-03 | 3 | 2025-12-03 | 34 | 45 | TBD | TBD | TBD | TBD | TBD | YES | TBD | TBD | NA | NO | NA | YES | TBD | TBD | TBD | TBD | TBD | TBD | TBD | NA | NA | NA | NA | NA | NA | NA | NA | NA | NA | NA | NA | NA | NA | NA | NA | NA | NA | TBD | TBD | Manual | TBD | TBD | NA | NA | NA | NA | NO | NO | NO | NO | NO SD | 30% | TOP35
769 | 2024-06-03 | 4 | 2024-10-03 | 0 | 2024-10-03 | 9 | 2025-07-03 | 3 | 2025-10-03 | 1 | 2025-11-03 | 1 | 2025-12-03 | 0 | 2025-12-03 | 12 | 18 | 0,72 | 0,44 | 1145 | 175 | 0,32 | NO | NA | NA | NA | NO | NA | YES | NO | 0,72 | 0,44 | 2,2 | 175 | 0,32 | 2 | NA | NA | NA | NA | NA | NA | NA | NA | NA | NA | NA | NA | NA | NA | NA | NA | NA | NA | 380V Tri 50Hz | 3 | Manual | NA | NA | filings | NA | NA | NA | NO | NO | NO | NO | NO SD | 100%
770 | 2024-06-03 | 4 | 2024-10-03 | 0 | 2024-10-03 | 9 | 2025-07-03 | 3 | 2025-10-03 | 1 | 2025-11-03 | 1 | 2025-12-03 | 0 | 2025-12-03 | 12 | 18 | 2 | 0,75 | 2,5 | 200 | 1,5 | NO | NA | NA | NA | NO | NA | YES | NO | 2 | 1 | 2,5 | 200 | 2 | 1 | NA | NA | NA | NA | NA | NA | NA | NA | NA | NA | NA | NA | NA | NA | NA | NA | NA | NA | 220V Mono 50Hz - 380V Tri 50Hz | 3+1,5 | Manual | NA | NA | Filings | NA | NA | NA | NO | NO | NO | NO | NO SD | 100%
771 | 2025-05-03 | 3 | 2025-08-03 | 0 | 2025-08-03 | 0 | 2025-08-03 | 3 | 2025-11-03 | 1 | 2025-12-03 | 0 | 2025-12-03 | 0 | 2025-12-03 | 3 | 7 | 0,66 | 0,39 | 0,42 | 53 | 0,26 | NA | NA | NA | NA | NA | NA | NA | NA | NA | NA | NA | NA | NA | NA | NA | NA | NA | NA | NA | NA | NA | NA | NA | NA | NA | NA | NA | NA | NA | NA | NA | NA | NA | NA | NA | NA | NA | NA | NA | NA | NA | NA | NA | NA | NA | NO SD | 100%
773 | 2024-06-03 | 4 | 2024-10-03 | 0 | 2024-10-03 | 9 | 2025-07-03 | 3 | 2025-10-03 | 1 | 2025-11-03 | 1 | 2025-12-03 | 0 | 2025-12-03 | 12 | 18 | 0,3 | 0,3 | 0,5 | 8 | 0,1 | NO | NA | NA | NA | NO | NA | YES | NO | 6,5 | 2,5 | 2,2 | 8 | 16,25 | 1 | NA | NA | NA | NA | NA | NA | NA | NA | NA | NA | NA | NA | NA | NA | NA | NA | NA | NA | 220V Mono 50Hz | 1,6 | Manual | NA | NA | Scrap | NA | NA | NA | NO | NO | NO | NO | NO SD | 100%
776 | 2025-12-03 | 0 | 2025-12-03 | 0 | 2025-12-03 | 0 | 2025-12-03 | 0 | 2025-12-03 | 0 | 2025-12-03 | 0 | 2025-12-03 | 0 | 2025-12-03 | 0 | 0 | 5 | 4 | 2,2 | <3T | 20 | NO | NA | NA | NO | NO | NA | YES | NO | 5 | 4 | 2,2 | <3T | 20 | 4 | NA | NA | NA | NA | NA | Arcal, Argon | NA | NA | NA | NA | NA | NA | NA | NA | NA | NA | NA | NA | 230V mono 50 Hz - 400V tri 50Hz | NA | Manual | NO | NO | Fil, laitier | NA | NA | NA | YES | NO | NO | NO | NO SD | 100%
778 | 2025-03-03 | 4 | 2025-07-03 | 0 | 2025-07-03 | 0 | 2025-07-03 | 3 | 2025-10-03 | 1 | 2025-11-03 | 1 | 2025-12-03 | 0 | 2025-12-03 | 3 | 9 | 8 | 4,5 | 0,8 | < 3T | 36 | NO | NA | NA | NA | NO | NA | NO | NO | 10 | 6,5 | 2,2 | < 3T | 65 | 4 | NA | NA | NA | NA | NA | NA | NA | NA | NA | NA | NA | NA | NA | NA | NA | NA | NA | NA | NA | NA | Manual | NA | NO | NA | NA | NA | NA | NO | NO | NO | NO | NO SD | 100%
781 | 2025-05-03 | 3 | 2025-08-03 | 0 | 2025-08-03 | 0 | 2025-08-03 | 3 | 2025-11-03 | 1 | 2025-12-03 | 0 | 2025-12-03 | 0 | 2025-12-03 | 3 | 7 | 0,5 | 0,5 | 0,5 | 6 | 0,25 | NA | NA | NA | NA | NA | NA | NA | NA | NA | NA | NA | NA | NA | NA | NA | NA | NA | NA | NA | NA | NA | NA | NA | NA | NA | NA | NA | NA | NA | NA | NA | NA | NA | NA | NA | NA | NA | NA | NA | NA | NA | NA | NA | NA | NA | NO SD | 100%
793 | 2024-06-03 | 4 | 2024-10-03 | 0 | 2024-10-03 | 9 | 2025-07-03 | 3 | 2025-10-03 | 1 | 2025-11-03 | 1 | 2025-12-03 | 0 | 2025-12-03 | 12 | 18 | 0,69 | 0,36 | 0,97 | 90 | 0,32 | NO | NA | NA | NA | NO | NA | YES | NO | 1,5 | 1,5 | 2,2 | 90 | 2,25 | 1 | NA | NA | NA | NA | NA | NA | NA | NA | NA | NA | NA | NA | NA | NA | NA | NA | NA | NA | 380V Tri 50Hz | 0,75 | Manual | NA | NA | Chips / coolant | NA | NA | NA | NO | NO | NO | NO | NO SD | 100%
797 | 2024-06-03 | 4 | 2024-10-03 | 0 | 2024-10-03 | 9 | 2025-07-03 | 3 | 2025-10-03 | 1 | 2025-11-03 | 1 | 2025-12-03 | 0 | 2025-12-03 | 12 | 18 | 1 | 1 | 1,2 | 320 | 1 | NO | NA | NA | NA | NO | NA | YES | NO | 2 | 2 | 2,2 | 320 | 4 | NA | NA | NA | NA | NA | NA | NA | NA | NA | NA | NA | NA | NA | NA | NA | NA | NA | NA | NA | 220V Mono 50Hz - 380V Tri 50Hz | 1,5 | Manual | NA | NA | Dusts | NA | NA | NA | NO | NO | NO | NO | NO SD | 100%
798 | 2024-06-03 | 4 | 2024-10-03 | 0 | 2024-10-03 | 9 | 2025-07-03 | 3 | 2025-10-03 | 1 | 2025-11-03 | 1 | 2025-12-03 | 0 | 2025-12-03 | 12 | 18 | 0,85 | 0,58 | 1,12 | 90 | 0,5 | NO | NA | NA | NA | NO | NA | YES | NO | 2,85 | 3,6 | 2,2 | 90 | 10,3 | 1 | NA | NA | NA | NA | NA | NA | NA | NA | NA | NA | NA | NA | NA | NA | NA | NA | NA | NA | 220V Mono 50Hz - 380V Tri 50Hz | 0,7 | Manual | NA | NA | Filings | NA | NA | NA | NO | NO | NO | NO | NO SD | 100%
799 | 2024-06-03 | 4 | 2024-10-03 | 0 | 2024-10-03 | 9 | 2025-07-03 | 3 | 2025-10-03 | 1 | 2025-11-03 | 1 | 2025-12-03 | 0 | 2025-12-03 | 12 | 18 | 0,94 | 0,47 | 1,92 | 300 | 0,44 | NO | NA | NA | NA | NO | NA | YES | NO | 1,5 | 1,5 | 2,2 | 300 | 2,25 | 1 | NA | NA | NA | NA | NA | NA | NA | NA | NA | NA | NA | NA | NA | NA | NA | NA | NA | NA | 380V Tri 50Hz | 1,5 | Manual | NA | NA | Chips / coolant | NA | NA | NA | NO | NO | NO | NO | NO SD | 100%
800 | 2023-07-03 | 4 | 2023-11-03 | 3 | 2024-02-03 | 9 | 2024-11-03 | 6 | 2025-05-03 | 3 | 2025-08-03 | 1 | 2025-09-03 | 3 | 2025-12-03 | 18 | 29 | 1,8 | 2 | 2,2 | 1600 | 3,6 | NO | NA | NA | NA | NO | NA | YES | NO | 3,8 | 3 | 2,2 | 1600 | 11,4 | 1 | NA | NA | 7 | NA | NA | NA | NA | NA | NA | NA | 3 | 20l/min | NA | NA | NA | NA | NA | NA | 400V Tri 50Hz | 277 | Manual | NA | YES | NA | NA | NA | NA | NO | NO | NO | NO | NO SD | 100%
801 | 2024-06-03 | 4 | 2024-10-03 | 0 | 2024-10-03 | 9 | 2025-07-03 | 3 | 2025-10-03 | 1 | 2025-11-03 | 1 | 2025-12-03 | 0 | 2025-12-03 | 12 | 18 | 2,82 | 12,77 | 2,02 | 1500 | 36 | NO | NA | NA | NA | NO | NA | YES | NO | 13 | 3 | 2,2 | < 3T | 39 | 1 | NA | NA | 7 | NA | NA | NA | NA | NA | NA | NA | NA | NA | NA | NA | NA | NA | NA | NA | 380V Tri 50Hz | 4 | Manual | NA | NA | Scrap/coolant | NA | NA | NA | NO | NO | NO | NO | NO SD | 100%
804 | 2024-06-03 | 4 | 2024-10-03 | 0 | 2024-10-03 | 9 | 2025-07-03 | 3 | 2025-10-03 | 1 | 2025-11-03 | 1 | 2025-12-03 | 0 | 2025-12-03 | 12 | 18 | 0,82 | 0,41 | 1,8 | 210 | 0,35 | NO | NA | NA | NA | NO | NA | YES | NO | 1,5 | 1,5 | 2,2 | 210 | 2,25 | 1 | NA | NA | NA | NA | NA | NA | NA | NA | NA | NA | NA | NA | NA | NA | NA | NA | NA | NA | 380V Tri 50Hz | 1,1 | Manual | NA | NA | Chips / coolant | NA | NA | NA | NO | NO | NO | NO | NO SD | 100%
805 | 2025-05-03 | 3 | 2025-08-03 | 0 | 2025-08-03 | 0 | 2025-08-03 | 3 | 2025-11-03 | 1 | 2025-12-03 | 0 | 2025-12-03 | 0 | 2025-12-03 | 3 | 7 | 0,56 | 0,49 | 0,7 | 66 | 0,275 | NA | NA | NA | NA | NA | NA | NA | NA | NA | NA | NA | NA | NA | NA | NA | NA | NA | NA | NA | NA | NA | NA | NA | NA | NA | NA | NA | NA | NA | NA | NA | NA | NA | NA | NA | NA | NA | NA | NA | NA | NA | NA | NA | NA | NA | NO SD | 100%
806 | 2025-05-03 | 3 | 2025-08-03 | 0 | 2025-08-03 | 0 | 2025-08-03 | 3 | 2025-11-03 | 1 | 2025-12-03 | 0 | 2025-12-03 | 0 | 2025-12-03 | 3 | 7 | 0,56 | 0,49 | 0,7 | 66 | 0,275 | NA | NA | NA | NA | NA | NA | NA | NA | NA | NA | NA | NA | NA | NA | NA | NA | NA | NA | NA | NA | NA | NA | NA | NA | NA | NA | NA | NA | NA | NA | NA | NA | NA | NA | NA | NA | NA | NA | NA | NA | NA | NA | NA | NA | NA | NO SD | 100%
809 | 2025-12-03 | 0 | 2025-12-03 | 0 | 2025-12-03 | 0 | 2025-12-03 | 0 | 2025-12-03 | 0 | 2025-12-03 | 0 | 2025-12-03 | 0 | 2025-12-03 | 0 | 0 | 4,5 | 2 | 2,5 | < 3T | 9 | NO | NA | NA | NA | NO | NA | YES | NO | 4,5 | 3 | 2,5 | < 3T | 13,5 | 1 | NA | NA | 6 | NA | NA | NA | NA | NA | NA | NA | NA | NA | NA | Smokes / dusts | 300mm CE | NA | NA | NA | 230V Mono 50Hz - 400V Tri 50Hz | NA | Manual | NA | NA | Scories | NA | NA | NA | NO | NO | NO | NO | NO SD | 100%
810 | 2023-07-03 | 4 | 2023-11-03 | 3 | 2024-02-03 | 9 | 2024-11-03 | 6 | 2025-05-03 | 3 | 2025-08-03 | 1 | 2025-09-03 | 3 | 2025-12-03 | 18 | 29 | 1,2 | 0,72 | 1,43 | 520 | 0,9 | NO | NA | NA | NA | NO | NA | YES | NO | 3,2 | 2,7 | 2,2 | 520 | 9 | NA | NA | NA | NA | NA | NA | NA | NA | NA | NA | NA | NA | NA | NA | NA | NA | NA | NA | NA | 380V Tri 100Hz | 2,2 | Manual | NA | YES | Filings | NA | NA | NA | NO | NO | NO | NO | NO SD | 100%
811 | 2023-05-03 | 4 | 2023-09-03 | 3 | 2023-12-03 | 9 | 2024-09-03 | 9 | 2025-06-03 | 3 | 2025-09-03 | 0 | 2025-09-03 | 3 | 2025-12-03 | 21 | 31 | 3,88 | 2,8 | 2,78 | 6300 | 11 | NO | NA | NA | NO | NO | NA | YES | NO | 4 | 3 | 3 | 8300 | 12 | 1 | NA | NA | NA | NA | NA | NA | NA | NA | NA | NA | NA | NA | NA | NA | NA | NA | NA | NA | 380V Tri 50Hz | 140 | Manual | NA | YES | NA | NA | NA | NA | NO | NO | NO | NO | NO SD | 100%
812 | 2022-02-03 | 5 | 2022-07-03 | 3 | 2022-10-03 | 22 | 2024-08-03 | 9 | 2025-05-03 | 3 | 2025-08-03 | 1 | 2025-09-03 | 3 | 2025-12-03 | 34 | 46 | 6,5 | 1,5 | 1 | 3000 | 10 | NO | NA | NA | YES | NO | NA | YES | NO | 7 | 3 | 3 | 9000 | 21 | 1 | NA | NA | NA | NA | NA | NA | NA | NA | NA | NA | NA | NA | NA | NA | NA | NA | NA | NA | 400V Tri 50Hz | 7 | Manual | NA | NA | liquid of treatment | NA | NA | NA | NO | YES | NO | NO | NO SD | 100% | TOP35
813 | 2023-05-03 | 4 | 2023-09-03 | 3 | 2023-12-03 | 9 | 2024-09-03 | 9 | 2025-06-03 | 3 | 2025-09-03 | 0 | 2025-09-03 | 3 | 2025-12-03 | 21 | 31 | 7 | 2,3 | 2,65 | 6500 | 16,1 | NO | NA | NA | NO | NO | NA | YES | NO | NA | NA | NA | 7800 | NA | 1 | NA | NA | NA | NA | NA | NA | NA | NA | NA | NA | NA | NA | NA | NA | NA | NA | 300 and 500 | NA | 400V Tri 50Hz | 155 | Manual | NA | NA | NA | NA | NA | NA | NO | NO | YES | NO | NO SD | 100%
814 | 2025-03-03 | 4 | 2025-07-03 | 0 | 2025-07-03 | 0 | 2025-07-03 | 3 | 2025-10-03 | 1 | 2025-11-03 | 1 | 2025-12-03 | 0 | 2025-12-03 | 3 | 9 | 4015 | 2525 | 0,8 | 9000 | 10,2 | NO | NA | NA | NO | NO | NA | NO | NO | 5 | 5 | 2,2 | 9500 | 25 | NA | NA | NA | NA | NA | NA | NA | NA | NA | NA | NA | NA | NA | NA | NA | NA | NA | NA | NA | NA | NA | Manual | NA | NA | NA | NA | NA | NA | NO | NO | NO | NO | NO SD | 100%
815 | 2025-03-03 | 4 | 2025-07-03 | 0 | 2025-07-03 | 0 | 2025-07-03 | 3 | 2025-10-03 | 1 | 2025-11-03 | 1 | 2025-12-03 | 0 | 2025-12-03 | 3 | 9 | 6 | 2 | 0,85 | 3000 | 12 | NO | NA | NA | NO | NO | NA | NO | NO | 8 | 4 | 2,2 | 3500 | 32 | NA | NA | NA | NA | NA | NA | NA | NA | NA | NA | NA | NA | NA | NA | NA | NA | NA | NA | NA | NA | NA | Manual | NA | NA | NA | NA | NA | NA | NO | NO | NO | NO | NO SD | 100%
816 | 2022-03-03 | 4 | 2022-07-03 | 3 | 2022-10-03 | 22 | 2024-08-03 | 9 | 2025-05-03 | 3 | 2025-08-03 | 1 | 2025-09-03 | 3 | 2025-12-03 | 34 | 45 | 8,5 | 4,5 | 1,6 | 2300 | 51 | NO | NA | NA | YES | NO | NA | YES | NO | 17 | 8 | 1,8 | 24000 | 136 | 1 | NA | NA | 7 | NA | NA | NA | NA | NA | NA | NA | NA | NA | NA | NA | NA | NA | NA | NA | 380V Tri 50Hz | 54 | Manual | YES | YES | NA | NA | NA | NA | NO | NO | NO | NO | NO SD | 100% | TOP35
821 | 2023-03-01 | 0 | 2023-03-01 | 0 | 2023-03-01 | 0 | 2023-03-01 | 0 | 2023-03-01 | 0 | 2023-03-01 | 0 | 2023-03-01 | 0 | 2023-03-01 | 0 | 0 | TBD | TBD | TBD | TBD | TBD | NA | NA | NA | NA | NA | NA | NA | NA | NA | NA | NA | NA | NA | NA | NA | NA | NA | NA | NA | NA | NA | NA | NA | NA | NA | NA | NA | NA | NA | NA | NA | NA | NA | NA | NA | NA | NA | NA | NA | NA | NA | NA | NA | NA | NA | NO SD | 0%
822 | 2024-09-07 | 0 | 2024-09-07 | 0 | 2024-09-07 | 0 | 2024-09-07 | 0 | 2024-09-07 | 0 | 2024-09-07 | 0 | 2024-09-07 | 0 | 2024-09-07 | 0 | 0 | 13 | 6 | 6 | < 3T | 78 | YES | NO | l: 9 w: 4 d: 1 | YES | NO | NA | YES | NO | 16 | 8 | 6 | 20000 | 128 | NA | NA | NA | 7 | NA | NA | NA | NA | NA | NA | NA | NA | NA | NA | dust | NA | NA | NA | NA | NA | NA | Manual | NA | NA | abrasive | NA | NA | NA | YES | YES | NO | NO | NO SD | 100%
823 | 2019-11-03 | 5 | 2020-04-03 | 3 | 2020-07-03 | 52 | 2024-11-03 | 6 | 2025-05-03 | 3 | 2025-08-03 | 1 | 2025-09-03 | 3 | 2025-12-03 | 61 | 73 | 5315 | 3,9 | 2,5 | 14000 | 20,8 | NO | NA | NA | YES | NO | NA | YES | NO | 6,5 | 6 | 2,5 | 15000 | 40 | 1 | NA | NA | NA | NA | NA | NA | NA | NA | NA | NA | NA | NA | NA | NA | NA | NA | NA | NA | 380V Tri 50Hz | 30 | Manual | YES | YES | Scraps | NA | NA | NA | NO | NO | NO | NO | NO SD | 100% | TOP35
829 | 2022-06-22 | 4 | 2022-10-22 | 3 | 2023-01-22 | 9 | 2023-10-22 | 6 | 2024-04-22 | 3 | 2024-07-22 | 1 | 2024-08-22 | 3 | 2024-11-22 | 18 | 29 | 3 | 1,5 | 2 | 3000 | 4,5 | NO | NA | NA | NO | NO | NA | YES | NO | 4,5 | 3 | 2,2 | 3500 | 13,5 | 2 | NA | NA | 7 | NA | NA | NA | NA | NA | NA | NA | NA | NA | NA | NA | NA | NA | NA | NA | 380V Tri 50Hz | 10 | Manual | NA | NA | Chips / coolant | NA | NA | NA | NO | NO | NO | NO | NO SD | 100%
830 | 2022-02-03 | 5 | 2022-07-03 | 3 | 2022-10-03 | 22 | 2024-08-03 | 9 | 2025-05-03 | 3 | 2025-08-03 | 1 | 2025-09-03 | 3 | 2025-12-03 | 34 | 46 | 10,9 | 4,26 | 1,65 | 6000 | 46434 | YES | YES | d: 0,4 | YES | NO | NA | YES | NO | 15 | 7 | 1,65 | 8000 | 105 | 2 | NA | NA | 7 | NA | NA | NA | NA | NA | NA | NA | NA | NA | NA | NA | NA | NA | YES | NA | 400V Tri 50Hz | 30 | Automatic | YES | YES | lubricant | NA | NA | NA | NO | NO | NO | NO | NO SD | 100% | TOP35
831 | 2022-02-03 | 5 | 2022-07-03 | 3 | 2022-10-03 | 20 | 2024-06-03 | 9 | 2025-03-03 | 3 | 2025-06-03 | 3 | 2025-09-03 | 3 | 2025-12-03 | 32 | 46 | 13,4 | 3,8 | 1,8 | 23000 | 50,92 | YES | YES | d: 0,4 | YES | NO | NA | YES | NO | 17 | 18 | 1,8 | 28000 | 306 | 2 | NA | NA | 7 | NA | NA | NA | NA | NA | NA | NA | NA | NA | NA | NA | NA | NA | YES | NA | 380V Tri 50Hz | 54 | Automatic | YES | YES | lubricant | NA | NA | NA | NO | NO | NO | NO | NO SD | 100% | TOP35
832 | 2022-02-03 | 5 | 2022-07-03 | 3 | 2022-10-03 | 20 | 2024-06-03 | 9 | 2025-03-03 | 3 | 2025-06-03 | 3 | 2025-09-03 | 3 | 2025-12-03 | 32 | 46 | TBD | TBD | TBD | TBD | TBD | NO | NA | NA | YES | NO | NA | NO | NO | 23,2 | 19,6 | TBD | TBD | 455 | 1 | NA | NA | NA | NA | NA | NA | NA | NA | NA | NA | NA | NA | NA | NA | NA | NA | NA | NA | NA | NA | Manual | NA | NA | NA | NA | NA | NA | NO | NO | NO | NO | NO SD | 70% | TOP35
834 | 2023-05-22 | 4 | 2023-09-22 | 0 | 2023-09-22 | 9 | 2024-06-22 | 3 | 2024-09-22 | 1 | 2024-10-22 | 1 | 2024-11-22 | 0 | 2024-11-22 | 12 | 18 | 0,5 | 0,4 | 0,7 | 38 | 0,2 | NO | NA | NA | NA | NO | NA | YES | NO | 1,5 | 0,4 | 2,2 | 90 | 0,6 | 1 | NA | NA | NA | NA | NA | NA | NA | NA | NA | NA | NA | NA | NA | NA | NA | NA | NA | NA | 220V Mono 50Hz - 380V Tri 50Hz | 1,4 | Manual | NA | NA | filings | NA | NA | NA | NO | NO | NO | NO | NO SD | 100%
835 | 2023-05-22 | 4 | 2023-09-22 | 0 | 2023-09-22 | 9 | 2024-06-22 | 3 | 2024-09-22 | 1 | 2024-10-22 | 1 | 2024-11-22 | 0 | 2024-11-22 | 12 | 18 | 1,14 | 0,89 | 0,98 | 60 | 1 | NO | NA | NA | NA | NO | NA | YES | NO | 1,2 | 1,9 | 2,2 | 200 | 2,28 | NA | NA | NA | NA | NA | NA | NA | NA | NA | NA | NA | NA | NA | NA | NA | NA | NA | NA | NA | 230V Mono 50Hz | 1,2 | Manual | NA | NA | detergente :DTERBIO.SID | NA | NA | NA | NO | YES | NO | NO | NO SD | 100%
836 | 2023-05-22 | 4 | 2023-09-22 | 0 | 2023-09-22 | 9 | 2024-06-22 | 3 | 2024-09-22 | 1 | 2024-10-22 | 1 | 2024-11-22 | 0 | 2024-11-22 | 12 | 18 | 0,69 | 0,36 | 0,97 | 90 | 0,32 | NO | NA | NA | NA | NO | NA | YES | NO | 1,5 | 1,5 | 2,2 | 90 | 2,25 | 1 | NA | NA | NA | NA | NA | NA | NA | NA | NA | NA | NA | NA | NA | NA | NA | NA | NA | NA | 380V Tri 50Hz | 0,75 | Manual | NA | NA | Chips / coolant | NA | NA | NA | NO | NO | NO | NO | NO SD | 100%
837 | 2023-05-22 | 4 | 2023-09-22 | 0 | 2023-09-22 | 9 | 2024-06-22 | 3 | 2024-09-22 | 1 | 2024-10-22 | 1 | 2024-11-22 | 0 | 2024-11-22 | 12 | 18 | 1 | 1 | 1,2 | 320 | 1 | NO | NA | NA | NA | NO | NA | YES | NO | 2 | 2 | 2,2 | 320 | 4 | NA | NA | NA | NA | NA | NA | NA | NA | NA | NA | NA | NA | NA | NA | NA | NA | NA | NA | NA | 220V Mono 50Hz - 380V Tri 50Hz | 1,5 | Manual | NA | NA | Dusts | NA | NA | NA | NO | NO | NO | NO | NO SD | 100%
838 | 2023-05-22 | 4 | 2023-09-22 | 0 | 2023-09-22 | 9 | 2024-06-22 | 3 | 2024-09-22 | 1 | 2024-10-22 | 1 | 2024-11-22 | 0 | 2024-11-22 | 12 | 18 | 0,85 | 0,58 | 1,12 | 90 | 0,5 | NO | NA | NA | NA | NO | NA | YES | NO | 2,85 | 3,6 | 2,2 | 90 | 10,3 | 1 | NA | NA | NA | NA | NA | NA | NA | NA | NA | NA | NA | NA | NA | NA | NA | NA | NA | NA | 220V Mono 50Hz - 380V Tri 50Hz | 0,7 | Manual | NA | NA | filings | NA | NA | NA | NO | NO | NO | NO | NO SD | 100%
840 | 2023-05-22 | 4 | 2023-09-22 | 0 | 2023-09-22 | 9 | 2024-06-22 | 3 | 2024-09-22 | 1 | 2024-10-22 | 1 | 2024-11-22 | 0 | 2024-11-22 | 12 | 18 | 1,8 | 1,6 | 1,17 | 1000 | 2,9 | NO | NA | NA | NA | NO | NA | YES | NO | 3 | 3 | 2,2 | 1500 | 9 | NA | NA | NA | NA | NA | NA | NA | NA | NA | NA | NA | NA | NA | NA | NA | NA | NA | NA | NA | 380V Tri 50Hz | 2,5 | Manual | NA | NA | Filings/coolant | NA | NA | NA | NO | NO | NO | NO | NO SD | 100%
841 | 2023-05-22 | 4 | 2023-09-22 | 0 | 2023-09-22 | 9 | 2024-06-22 | 3 | 2024-09-22 | 1 | 2024-10-22 | 1 | 2024-11-22 | 0 | 2024-11-22 | 12 | 18 | 0,94 | 0,47 | 1,92 | 300 | 0,44 | NO | NA | NA | NA | NO | NA | YES | NO | 1,5 | 1,5 | 2,2 | 300 | 2,25 | 1 | NA | NA | NA | NA | NA | NA | NA | NA | NA | NA | NA | NA | NA | NA | NA | NA | NA | NA | 380V Tri 50Hz | 1,5 | Manual | NA | NA | Chips / coolant | NA | NA | NA | NO | NO | NO | NO | NO SD | 100%
842 | 2024-02-22 | 4 | 2024-06-22 | 0 | 2024-06-22 | 0 | 2024-06-22 | 3 | 2024-09-22 | 1 | 2024-10-22 | 1 | 2024-11-22 | 0 | 2024-11-22 | 3 | 9 | 3,5 | 2 | 0,9 | 7000 | 7 | NO | NA | NA | NO | NO | NA | NO | NO | 5 | 3 | 2,2 | 17000 | 15 | NA | NA | NA | NA | NA | NA | NA | NA | NA | NA | NA | NA | NA | NA | NA | NA | NA | NA | NA | NA | NA | Manual | NA | NA | NA | NA | NA | NA | NO | NO | NO | NO | NO SD | 100%
843 | 2023-05-22 | 4 | 2023-09-22 | 0 | 2023-09-22 | 9 | 2024-06-22 | 3 | 2024-09-22 | 1 | 2024-10-22 | 1 | 2024-11-22 | 0 | 2024-11-22 | 12 | 18 | 1,7 | 1,6 | 1,71 | < 3T | 2,72 | NO | NA | NA | NA | NO | NA | YES | NO | 3 | 3 | 3 | < 3T | 9 | 1 | NA | NA | NA | NA | NA | NA | NA | NA | NA | NA | NA | NA | NA | NA | NA | NA | NA | NA | 220V Mono 50Hz - 380V Tri 50Hz | 20 | Manual | NA | YES | NA | NA | NA | NA | NO | NO | NO | NO | NO SD | 100%
848 | 2024-02-22 | 4 | 2024-06-22 | 0 | 2024-06-22 | 0 | 2024-06-22 | 3 | 2024-09-22 | 1 | 2024-10-22 | 1 | 2024-11-22 | 0 | 2024-11-22 | 3 | 9 | 3,5 | 2 | 0,9 | 7000 | 7 | NO | NA | NA | NO | NO | NA | NO | NO | 5 | 3 | 2,2 | 17000 | 15 | NA | NA | NA | NA | NA | NA | NA | NA | NA | NA | NA | NA | NA | NA | NA | NA | NA | NA | NA | NA | NA | Manual | NA | NA | NA | NA | NA | NA | NO | NO | NO | NO | NO SD | 100%
851.01 | 2025-03-03 | 4 | 2025-07-03 | 0 | 2025-07-03 | 0 | 2025-07-03 | 3 | 2025-10-03 | 1 | 2025-11-03 | 1 | 2025-12-03 | 0 | 2025-12-03 | 3 | 9 | 2,5 | 2,5 | 0,75 | 5000 | 6,25 | NO | NA | NA | NO | NO | NA | NO | NO | 4,5 | 4,5 | 2,2 | 7000 | 21 | 4 | 4 supports by surface plate | NA | NA | NA | NA | NA | NA | NA | NA | NA | NA | NA | NA | NA | NA | NA | NA | NA | NA | NA | NA | NA | NA | NA | NA | NA | NA | NO | NO | NO | NO | NO SD | 100%
851.02 | 2025-03-03 | 4 | 2025-07-03 | 0 | 2025-07-03 | 0 | 2025-07-03 | 3 | 2025-10-03 | 1 | 2025-11-03 | 1 | 2025-12-03 | 0 | 2025-12-03 | 3 | 9 | 2,5 | 2,5 | 0,75 | 5000 | 6,25 | NO | NA | NA | NO | NO | NA | NO | NO | 4,5 | 4,5 | 2,2 | 7000 | 21 | 4 | 4 supports by surface plate | NA | NA | NA | NA | NA | NA | NA | NA | NA | NA | NA | NA | NA | NA | NA | NA | NA | NA | NA | NA | NA | NA | NA | NA | NA | NA | NO | NO | NO | NO | NO SD | 100%
852 | 2022-06-22 | 4 | 2022-10-22 | 3 | 2023-01-22 | 9 | 2023-10-22 | 6 | 2024-04-22 | 3 | 2024-07-22 | 1 | 2024-08-22 | 3 | 2024-11-22 | 18 | 29 | 2 | 0,8 | 2,6 | 1,6 | 2200 | NO | NA | NA | NA | NO | NA | YES | NO | 3 | 1,8 | 2,6 | 3200 | 5,4 | 1 | NA | NA | NA | NA | NA | NA | NA | NA | NA | NA | NA | NA | NA | NA | NA | NA | NA | NA | 400V Tri 50Hz | 5,5 | Manual | NA | NA | Chips/coolant | NA | NA | NA | NO | NO | NO | NO | NO SD | 100%
853 | 2019-11-22 | 4 | 2020-03-22 | 3 | 2020-06-22 | 40 | 2023-10-22 | 6 | 2024-04-22 | 3 | 2024-07-22 | 1 | 2024-08-22 | 3 | 2024-11-22 | 49 | 60 | 2125 | 2,36 | 2,04 | 3800 | 5,2 | NO | NA | NA | YES | NO | YES | YES | NO | 4 | 4,5 | 2,2 | 4100 | 18 | 1 | NA | NA | 7 | NA | NA | NA | NA | NA | NA | NA | NA | NA | NA | NA | NA | NA | NA | NA | 380V Tri 50Hz | 9 | Manual | NA | NA | Chips/coolant | NA | NA | NA | NO | NO | NO | NO | NO SD | 100% | TOP35
855 | 2024-09-07 | 0 | 2024-09-07 | 0 | 2024-09-07 | 0 | 2024-09-07 | 0 | 2024-09-07 | 0 | 2024-09-07 | 0 | 2024-09-07 | 0 | 2024-09-07 | 0 | 0 | 13 | 6 | 6 | < 3T | 78 | YES | YES | l: 9 w: 4 d: 1,5 | YES | NO | NA | YES | NO | 16 | 8 | 6 | 20000 | 128 | NA | NA | NA | 7 | NA | NA | NA | NA | NA | NA | NA | NA | NA | NA | paint vapour | NA | NA | NA | NA | NA | NA | Manual | NA | NA | paint/solvent | NA | NA | NA | YES | YES | NO | YES | NO SD | 100%
861 | 2023-05-22 | 4 | 2023-09-22 | 0 | 2023-09-22 | 9 | 2024-06-22 | 3 | 2024-09-22 | 1 | 2024-10-22 | 1 | 2024-11-22 | 0 | 2024-11-22 | 12 | 18 | 0,69 | 0,36 | 0,97 | 90 | 0,32 | NO | NA | NA | NA | NO | NA | YES | NO | 1,5 | 1,5 | 2,2 | 90 | 2,25 | 1 | NA | NA | NA | NA | NA | NA | NA | NA | NA | NA | NA | NA | NA | NA | NA | NA | NA | NA | 380V Tri 50Hz | 0,75 | Manual | NA | NA | Chips / coolant | NA | NA | NA | NO | NO | NO | NO | NO SD | 100%
863 | 2024-04-22 | 3 | 2024-07-22 | 0 | 2024-07-22 | 0 | 2024-07-22 | 3 | 2024-10-22 | 1 | 2024-11-22 | 0 | 2024-11-22 | 0 | 2024-11-22 | 3 | 7 | [39 empty] | NA | NA | NA | NA | NA | NA | NA | NA | NA | NA | NA | NO SD | 100% | bar: TBD TBD to TBD TBD
875 | 2023-05-22 | 4 | 2023-09-22 | 0 | 2023-09-22 | 9 | 2024-06-22 | 3 | 2024-09-22 | 1 | 2024-10-22 | 1 | 2024-11-22 | 0 | 2024-11-22 | 12 | 18 | 1,2 | 1,2 | 2 | < 3T | 1,5 | NO | NA | NA | NA | NA | NA | YES | NO | 2 | 2 | 2,2 | <3T | 4 | NA | NA | NA | 7 | NA | NA | NA | NA | NA | NA | NA | NA | NA | NA | NA | NA | NA | NA | NA | 220V mono 50Hz + 380V tri 50HZ | 0,6 | Manual | NA | NA | Dust / Sand | NO | NO | NO | NO | NO | NO | NO | NO SD | 100%
876 | 2023-05-22 | 4 | 2023-09-22 | 0 | 2023-09-22 | 9 | 2024-06-22 | 3 | 2024-09-22 | 1 | 2024-10-22 | 1 | 2024-11-22 | 0 | 2024-11-22 | 12 | 18 | 0,82 | 0,41 | 1,8 | 210 | 0,35 | NO | NA | NA | NA | NO | NA | YES | NO | 1,5 | 1,5 | 2,2 | 210 | 2,25 | 1 | NA | NA | NA | NA | NA | NA | NA | NA | NA | NA | NA | NA | NA | NA | NA | NA | NA | NA | 380V Tri 50Hz | 1,1 | Manual | NA | NA | Chips / coolant | NA | NA | NA | NO | NO | NO | NO | NO SD | 100%
877 | 2027-01-15 | 3 | 2027-04-15 | 0 | 2027-04-15 | 0 | 2027-04-15 | 6 | 2027-10-15 | 1 | 2027-11-15 | 0 | 2027-11-15 | 0 | 2027-11-15 | 6 | 10 | 0,8 | 0,6 | 2 | 100 | 0,48 | NA | NA | NA | NA | NA | NA | NA | NA | NA | NA | NA | NA | NA | NA | NA | NA | NA | NA | NA | NA | NA | NA | NA | NA | NA | NA | NA | NA | NA | NA | NA | NA | NA | NA | NA | NA | NA | NA | NA | NA | NA | NA | NA | NA | NA | NO SD | 100%
878 | 2024-04-22 | 3 | 2024-07-22 | 0 | 2024-07-22 | 0 | 2024-07-22 | 3 | 2024-10-22 | 1 | 2024-11-22 | 0 | 2024-11-22 | 0 | 2024-11-22 | 3 | 7 | 0,2 | 0,1 | 0,05 | 0,7 | NA | NA | NA | NA | NA | NA | NA | NA | NA | NA | NA | NA | NA | NA | NA | NA | NA | NA | NA | NA | NA | NA | NA | NA | NA | NA | NA | NA | NA | NA | NA | NA | NA | NA | NA | NA | NA | NA | NA | NA | NA | NA | NA | NA | NA | NA | NO SD | 100%
883 | 2024-09-07 | 0 | 2024-09-07 | 0 | 2024-09-07 | 0 | 2024-09-07 | 0 | 2024-09-07 | 0 | 2024-09-07 | 0 | 2024-09-07 | 0 | 2024-09-07 | 0 | 0 | 2,4 | 1,5 | 2,4 | 1900 | 3,6 | NO | NA | NA | NA | NO | NA | YES | NO | NA | NA | NA | 1900 | NA | NA | NA | NA | 7 | NA | NA | NA | NA | NA | NA | NA | NA | NA | NA | NA | NA | NA | NA | NA | 380V Tri 50Hz | 30 | Manual | NA | NA | NA | NA | NA | NA | NO | NO | NO | NO | NO SD | 100%
886 | 2023-03-07 | 4 | 2023-07-07 | 0 | 2023-07-07 | 9 | 2024-04-07 | 3 | 2024-07-07 | 1 | 2024-08-07 | 1 | 2024-09-07 | 0 | 2024-09-07 | 12 | 18 | 1,2 | 1,2 | 1,56 | 85 | 1,45 | NO | NA | NA | NA | NO | NA | YES | NO | 2 | 2 | 2,2 | 100 | 4 | 4 | NA | NA | 7 | NA | NA | NA | NA | NA | NA | NA | NA | NA | NA | NA | NA | NA | NA | NA | 220V Mono 50Hz - 380V Tri 50Hz | 0,6 | Manual | NA | NA | Dust/Sand | NA | NA | NA | NO | NO | NO | NO | NO SD | 100%
892 | 2024-02-07 | 3 | 2024-05-07 | 0 | 2024-05-07 | 0 | 2024-05-07 | 3 | 2024-08-07 | 1 | 2024-09-07 | 0 | 2024-09-07 | 0 | 2024-09-07 | 3 | 7 | 0,9 | 0,9 | 1,4 | 150 | 0,81 | NA | NA | NA | NA | NA | NA | NA | NA | NA | NA | NA | NA | NA | NA | NA | NA | NA | NA | NA | NA | NA | NA | NA | NA | NA | NA | NA | NA | NA | NA | NA | NA | NA | NA | NA | NA | NA | NA | NA | NA | NA | NA | NA | NA | NA | NO SD | 100%
894 | 2024-02-07 | 3 | 2024-05-07 | 0 | 2024-05-07 | 0 | 2024-05-07 | 3 | 2024-08-07 | 1 | 2024-09-07 | 0 | 2024-09-07 | 0 | 2024-09-07 | 3 | 7 | 1,1 | 0,7 | 2,1 | 200 | 0,77 | NA | NA | NA | NA | NA | NA | NA | NA | NA | NA | NA | NA | NA | NA | NA | NA | NA | NA | NA | NA | NA | NA | NA | NA | NA | NA | NA | NA | NA | NA | NA | NA | NA | NA | NA | NA | NA | NA | NA | NA | NA | NA | NA | NA | NA | NO SD | 100%
895 | 2024-02-07 | 3 | 2024-05-07 | 0 | 2024-05-07 | 0 | 2024-05-07 | 3 | 2024-08-07 | 1 | 2024-09-07 | 0 | 2024-09-07 | 0 | 2024-09-07 | 3 | 7 | 1 | 0,5 | 0,8 | 100 | 0,5 | NA | NA | NA | NA | NA | NA | NA | NA | NA | NA | NA | NA | NA | NA | NA | NA | NA | NA | NA | NA | NA | NA | NA | NA | NA | NA | NA | NA | NA | NA | NA | NA | NA | NA | NA | NA | NA | NA | NA | NA | NA | NA | NA | NA | NA | NO SD | 100%
897 | 2024-02-07 | 3 | 2024-05-07 | 0 | 2024-05-07 | 0 | 2024-05-07 | 3 | 2024-08-07 | 1 | 2024-09-07 | 0 | 2024-09-07 | 0 | 2024-09-07 | 3 | 7 | 1,76 | 0,95 | 1,88 | 500 | 1,68 | NA | NA | NA | NA | NA | NA | NA | NA | NA | NA | NA | NA | NA | NA | NA | NA | NA | NA | NA | NA | NA | NA | NA | NA | NA | NA | NA | NA | NA | NA | NA | NA | NA | NA | NA | NA | NA | NA | NA | NA | NA | NA | NA | NA | NA | NO SD | 100%
902 | 2021-09-05 | 5 | 2022-02-05 | 3 | 2022-05-05 | 9 | 2023-02-05 | 9 | 2023-11-05 | 3 | 2024-02-05 | 1 | 2024-03-05 | 3 | 2024-06-05 | 21 | 33 | 3 | 1 | 1 | 2500 | 3 | NO | NA | NA | NA | NO | NA | YES | NO | 3 | 1 | 1 | 2500 | 3 | 1 | NA | 2500 | NA | NA | NA | NA | NA | NA | NA | NA | NA | NA | NA | NA | NA | NA | NA | NA | 400V Tri 50Hz | 340 | Manual | NA | NO | NA | NA | NA | NA | NO | NO | NO | NO | NO SD | 100%
903 | 2022-03-03 | 4 | 2022-07-03 | 3 | 2022-10-03 | 22 | 2024-08-03 | 9 | 2025-05-03 | 3 | 2025-08-03 | 1 | 2025-09-03 | 3 | 2025-12-03 | 34 | 45 | 3,5 | 1,5 | 2 | 3000 | 5,25 | NO | NA | NA | YES | NO | NA | YES | NO | 5,5 | 3,5 | 2,5 | 3000 | 19,3 | 1 | NA | NA | 7 | NA | NA | NA | NA | NA | NA | NA | NA | NA | NA | NA | NA | NA | NA | NA | 400V Tri 50Hz | 3 | Manual | NA | NA | Chips/Filings/coolant | NA | NA | NA | NO | NO | NO | NO | NO SD | 100% | TOP35
904 | 2023-07-03 | 4 | 2023-11-03 | 3 | 2024-02-03 | 9 | 2024-11-03 | 6 | 2025-05-03 | 3 | 2025-08-03 | 1 | 2025-09-03 | 3 | 2025-12-03 | 18 | 29 | 3 | 1,5 | 2 | 3000 | 4,5 | NO | NA | NA | NO | NO | NA | YES | NO | 4,5 | 3 | 2,2 | 3500 | 13,5 | 2 | NA | NA | 7 | NA | NA | NA | NA | NA | NA | NA | NA | NA | NA | NA | NA | NA | NA | NA | 380V Tri 50Hz | 10 | Manual | NA | NA | Chips / coolant | NA | NA | NA | NO | NO | NO | NO | NO SD | 100%
906.01 | 2022-06-01 | 4 | 2022-10-01 | 0 | 2022-10-01 | 0 | 2022-10-01 | 3 | 2023-01-01 | 1 | 2023-02-01 | 1 | 2023-03-01 | 0 | 2023-03-01 | 3 | 9 | 2 | 1 | 0,75 | < 3T | 2 | NO | NA | NA | NA | NO | NA | NO | NO | 4 | 3 | 2,2 | < 3T | 12 | 4 | NA | NA | NA | NA | NA | NA | NA | NA | NA | NA | NA | NA | NA | NA | NA | NA | NA | NA | NA | NA | Manual | NA | NA | NA | NA | NA | NA | NO | NO | NO | NO | NO SD | 100%
906.02 | 2022-06-01 | 4 | 2022-10-01 | 0 | 2022-10-01 | 0 | 2022-10-01 | 3 | 2023-01-01 | 1 | 2023-02-01 | 1 | 2023-03-01 | 0 | 2023-03-01 | 3 | 9 | 2 | 1 | 0,75 | < 3T | 2 | NO | NA | NA | NA | NO | NA | NO | NO | 4 | 3 | 2,2 | < 3T | 12 | 4 | NA | NA | NA | NA | NA | NA | NA | NA | NA | NA | NA | NA | NA | NA | NA | NA | NA | NA | NA | NA | Manual | NA | NA | NA | NA | NA | NA | NO | NO | NO | NO | NO SD | 100%
906.03 | 2022-06-01 | 4 | 2022-10-01 | 0 | 2022-10-01 | 0 | 2022-10-01 | 3 | 2023-01-01 | 1 | 2023-02-01 | 1 | 2023-03-01 | 0 | 2023-03-01 | 3 | 9 | 2 | 1 | 0,75 | < 3T | 2 | NO | NA | NA | NA | NO | NA | NO | NO | 4 | 3 | 2,2 | < 3T | 12 | 4 | NA | NA | NA | NA | NA | NA | NA | NA | NA | NA | NA | NA | NA | NA | NA | NA | NA | NA | NA | NA | Manual | NA | NA | NA | NA | NA | NA | NO | NO | NO | NO | NO SD | 100%
907 | 2021-07-01 | 4 | 2021-11-01 | 2,5 | 2022-01-01 | 0 | 2022-01-01 | 7,5 | 2022-09-01 | 3 | 2022-12-01 | 3 | 2023-03-01 | 0 | 2023-03-01 | 9 | 19 | 3 | 2,7 | 1,6 | 6000 | 8,1 | NO | NA | NA | YES | NO | TBD | YES | NO | 5 | 6 | 2,2 | 6800 | 30 | 1 | TBD | TBD | TBD | TBD | TBD | TBD | TBD | TBD | TBD | TBD | TBD | TBD | TBD | TBD | TBD | TBD | TBD | TBD | 380V Tri 50Hz | 15 | Manual | TBD | TBD | Scraps | TBD | TBD | TBD | NO | NO | NO | NO | NO SD | 50%
908 | 2021-12-01 | 4 | 2022-04-01 | 1,25 | 2022-05-01 | 0 | 2022-05-01 | 3,75 | 2022-09-01 | 3 | 2022-12-01 | 3 | 2023-03-01 | 0 | 2023-03-01 | 4 | 14 | 1,3 | 0,8 | 1,2 | 100 | 1,1 | NO | NA | NA | TBD | NO | TBD | YES | TBD | 3,3 | 3,8 | 2,2 | 150 | 12,5 | 1 | TBD | TBD | TBD | TBD | TBD | TBD | TBD | TBD | TBD | TBD | TBD | TBD | TBD | TBD | TBD | TBD | TBD | TBD | 220V Mono 50Hz - 380V Tri 50Hz | 6,5 | Manual | TBD | TBD | Filings | TBD | TBD | TBD | NO | NO | NO | NO | NO SD | 50%
909.01 | 2021-09-01 | 4 | 2022-01-01 | 0 | 2022-01-01 | 9 | 2022-10-01 | 3 | 2023-01-01 | 1 | 2023-02-01 | 1 | 2023-03-01 | 0 | 2023-03-01 | 12 | 18 | 0,94 | 0,47 | 1,92 | 300 | 0,44 | NO | NA | NA | NA | NO | NA | YES | NO | 1,5 | 1,5 | 2,2 | 300 | 2,25 | 1 | NA | NA | NA | NA | NA | NA | NA | NA | NA | NA | NA | NA | NA | NA | NA | NA | NA | NA | 380V Tri 50Hz | 1,5 | Manual | NA | NA | Chips / coolant | NA | NA | NA | NO | NO | NO | NO | NO SD | 100%
909.02 | 2021-09-01 | 4 | 2022-01-01 | 0 | 2022-01-01 | 9 | 2022-10-01 | 3 | 2023-01-01 | 1 | 2023-02-01 | 1 | 2023-03-01 | 0 | 2023-03-01 | 12 | 18 | 0,94 | 0,47 | 1,92 | 300 | 0,44 | NO | NA | NA | NA | NO | NA | YES | NO | 1,5 | 1,5 | 2,2 | 300 | 2,25 | 1 | NA | NA | NA | NA | NA | NA | NA | NA | NA | NA | NA | NA | NA | NA | NA | NA | NA | NA | 380V Tri 50Hz | 1,5 | Manual | NA | NA | Chips / coolant | NA | NA | NA | NO | NO | NO | NO | NO SD | 100%
910.01 | 2021-09-01 | 4 | 2022-01-01 | 0 | 2022-01-01 | 9 | 2022-10-01 | 3 | 2023-01-01 | 1 | 2023-02-01 | 1 | 2023-03-01 | 0 | 2023-03-01 | 12 | 18 | 1,53 | 1,4 | 1,8 | 530 | 2,2 | NO | NA | NA | NA | NO | NA | YES | NO | 9 | 3 | 2,2 | 730 | 27 | 4 | NA | NA | NA | NA | NA | NA | NA | NA | NA | NA | NA | NA | NA | NA | NA | NA | NA | NA | 400V Tri 50Hz | 2 | Manual | NA | NA | Scrapss/chips/coolant | NA | NA | NA | NO | NO | NO | NO | NO SD | 100%
910.02 | 2021-09-01 | 4 | 2022-01-01 | 0 | 2022-01-01 | 9 | 2022-10-01 | 3 | 2023-01-01 | 1 | 2023-02-01 | 1 | 2023-03-01 | 0 | 2023-03-01 | 12 | 18 | 1,53 | 1,4 | 1,8 | 530 | 2,2 | NO | NA | NA | NA | NO | NA | YES | NO | 9 | 3 | 2,2 | 730 | 27 | 4 | NA | NA | NA | NA | NA | NA | NA | NA | NA | NA | NA | NA | NA | NA | NA | NA | NA | NA | 400V Tri 50Hz | 2 | Manual | NA | NA | Scrapss/chips/coolant | NA | NA | NA | NO | NO | NO | NO | NO SD | 100%
911 | 2021-09-01 | 4 | 2022-01-01 | 0 | 2022-01-01 | 9 | 2022-10-01 | 3 | 2023-01-01 | 1 | 2023-02-01 | 1 | 2023-03-01 | 0 | 2023-03-01 | 12 | 18 | 2,8 | 1,4 | 2 | 1420 | 4 | NO | NA | NA | NA | NO | NA | YES | NO | 2,8 | 10,5 | 2,2 | 2000 | 27 | 4 | NA | NA | NA | NA | NA | NA | NA | NA | NA | NA | NA | NA | NA | NA | NA | NA | NA | NA | 400V Tri 50Hz | 15 | Manual | NA | NA | Scraps/coolant | NA | NA | NA | NO | NO | NO | NO | NO SD | 100%
933 | 2019-11-03 | 5 | 2020-04-03 | 3 | 2020-07-03 | 49 | 2024-08-03 | 9 | 2025-05-03 | 3 | 2025-08-03 | 1 | 2025-09-03 | 3 | 2025-12-03 | 61 | 73 | 4,05 | 2,17 | 3,05 | 13750 | 8,8 | NO | NA | NA | YES | NO | YES | YES | NO | 6,05 | 5,17 | 3,05 | 15000 | 31,3 | 1 | NA | NA | NA | NA | NA | NA | NA | NA | NA | NA | NA | NA | NA | NA | NA | NA | NA | NA | 400V Tri 50Hz | 20 | Manual | NA | YES | NA | NA | NA | NA | NO | NO | NO | NO | NO SD | 100% | TOP35
962 | 2023-06-30 | 3 | 2023-09-30 | 0 | 2023-09-30 | 0 | 2023-09-30 | 3 | 2023-12-30 | 1 | 2024-01-30 | 0 | 2024-01-30 | 0 | 2024-01-30 | 3 | 7 | 1,5 | 0,8 | 2 | 800 | 1,2 | NA | NA | NA | NA | NA | 1,2m² | NA | NA | NA | NA | NA | NA | NA | NA | NA | NA | NA | NA | NA | NA | NA | NA | NA | NA | NA | NA | NA | NA | NA | NA | NA | NA | NA | NA | NA | NA | NA | NA | NA | NA | NA | NA | NA | NA | NA | NO SD | 100%
963 | 2023-06-30 | 3 | 2023-09-30 | 0 | 2023-09-30 | 0 | 2023-09-30 | 3 | 2023-12-30 | 1 | 2024-01-30 | 0 | 2024-01-30 | 0 | 2024-01-30 | 3 | 7 | 2 | 0,9 | 2,3 | 1000 | 1,8 | NA | NA | NA | NA | NA | 1,8m² | NA | NA | NA | NA | NA | NA | NA | NA | NA | NA | NA | NA | NA | NA | NA | NA | NA | NA | NA | NA | NA | NA | NA | NA | NA | NA | NA | NA | NA | NA | NA | NA | NA | NA | NA | NA | NA | NA | NA | NO SD | 100%
968 | 2023-06-30 | 3 | 2023-09-30 | 0 | 2023-09-30 | 0 | 2023-09-30 | 3 | 2023-12-30 | 1 | 2024-01-30 | 0 | 2024-01-30 | 0 | 2024-01-30 | 3 | 7 | 1,7 | 0,7 | 1,3 | 600 | 1,2 | NA | NA | NA | NA | NA | 1,2m² | NA | NA | NA | NA | NA | NA | NA | NA | NA | NA | NA | NA | NA | NA | NA | NA | NA | NA | NA | NA | NA | NA | NA | NA | NA | NA | NA | NA | NA | NA | NA | NA | NA | NA | NA | NA | NA | NA | NA | NO SD | 100%
971 | 2024-06-03 | 4 | 2024-10-03 | 0 | 2024-10-03 | 9 | 2025-07-03 | 3 | 2025-10-03 | 1 | 2025-11-03 | 1 | 2025-12-03 | 0 | 2025-12-03 | 12 | 18 | 2305 | 0,993 | 1195 | 2000 | 2,3 | NO | NA | NA | NA | NO | NA | YES | NO | 4,3 | 2,9 | 2,2 | 2300 | 12,5 | 1 | NA | NA | NA | NA | NA | NA | NA | NA | NA | NA | NA | NA | NA | NA | NA | NA | NA | NA | 400V Tri 50Hz | 4 | Manual | NA | NA | NA | NA | NA | NA | NO | NO | NO | NO | NO SD | 100%
972 | 2022-02-03 | 5 | 2022-07-03 | 3 | 2022-10-03 | 25 | 2024-11-03 | 6 | 2025-05-03 | 3 | 2025-08-03 | 1 | 2025-09-03 | 3 | 2025-12-03 | 34 | 46 | 2,4 | 1,5 | 3,7 | 7000 | 3,6 | NO | NA | NA | YES | NO | NA | YES | NO | 4,4 | 3,5 | 3,7 | 8000 | 15 | 4 | NA | NA | NA | NA | NA | NA | NA | NA | NA | NA | NA | NA | NA | NA | NA | NA | NA | NA | 400V Tri 50Hz | 4 | Automatic | YES | YES | NA | NA | NA | NA | NO | NO | NO | NO | NO SD | 100% | TOP35
973 | 2027-02-15 | 4 | 2027-06-15 | 0 | 2027-06-15 | 0 | 2027-06-15 | 3 | 2027-09-15 | 1 | 2027-10-15 | 1 | 2027-11-15 | 0 | 2027-11-15 | 3 | 9 | TBD | TBD | TBD | TBD | TBD | TBD | TBD | TBD | TBD | TBD | NA | TBD | TBD | TBD | TBD | TBD | TBD | TBD | Multiples | NA | NA | NA | NA | NA | NA | NA | NA | NA | NA | NA | NA | NA | NA | NA | NA | NA | NA | TBD | TBD | Manual | TBD | TBD | NA | NA | NA | NA | NO | NO | NO | NO | NO SD | 20%
974 | 2023-06-30 | 3 | 2023-09-30 | 0 | 2023-09-30 | 0 | 2023-09-30 | 3 | 2023-12-30 | 1 | 2024-01-30 | 0 | 2024-01-30 | 0 | 2024-01-30 | 3 | 7 | 2,6 | 0,8 | 1,95 | 874 | 2,1 | NA | NA | NA | NA | NA | 2,1m² | NA | NA | NA | NA | NA | NA | NA | NA | NA | NA | NA | NA | NA | NA | NA | NA | NA | NA | NA | NA | NA | NA | NA | NA | NA | NA | NA | NA | NA | NA | NA | NA | NA | NA | NA | NA | NA | NA | NA | NO SD | 100%
981 | 2024-03-22 | 4 | 2024-07-22 | 0 | 2024-07-22 | 0 | 2024-07-22 | 3 | 2024-10-22 | 1 | 2024-11-22 | 0 | 2024-11-22 | 0 | 2024-11-22 | 3 | 8 | [39 empty] | NA | NA | NA | NA | NA | NA | NA | NO | NO | NO | NO | SD | 100% | bar: TBD TBD to TBD TBD
985.01 | 2027-10-26 | 0 | 2027-10-26 | 0 | 2027-10-26 | 0 | 2027-10-26 | 0 | 2027-10-26 | 0 | 2027-10-26 | 0 | 2027-10-26 | 0 | 2027-10-26 | 0 | 0 | 140 | 8 | 13,1 | NA | 1120 | NO | NA | NA | YES | YES | NA | NA | NA | 140 | 8 | 13,1 | NA | 1120 | NA | NA | NA | NA | NA | NA | NA | NA | NA | NA | NA | NA | NA | NA | NA | NA | NA | NA | NA | NA | NA | NA | NA | NA | NA | NA | NA | NA | NO | NO | NO | NO | NO SD | 100%
985.02 | 2027-10-26 | 0 | 2027-10-26 | 0 | 2027-10-26 | 0 | 2027-10-26 | 0 | 2027-10-26 | 0 | 2027-10-26 | 0 | 2027-10-26 | 0 | 2027-10-26 | 0 | 0 | 140 | 8 | 13,1 | NA | 1120 | NO | NA | NA | YES | YES | NA | NA | NA | 140 | 8 | 13,1 | NA | 1120 | NA | NA | NA | NA | NA | NA | NA | NA | NA | NA | NA | NA | NA | NA | NA | NA | NA | NA | NA | NA | NA | NA | NA | NA | NA | NA | NA | NA | NO | NO | NO | NO | NO SD | 100%
986 | 2027-03-26 | 3 | 2027-06-26 | 0 | 2027-06-26 | 0 | 2027-06-26 | 3 | 2027-09-26 | 1 | 2027-10-26 | 0 | 2027-10-26 | 0 | 2027-10-26 | 3 | 7 | 6 ou 3 | 2,43 | 2,59 | 2300 ou 825 | 14,6 ou 7,3 | NA | NA | NA | NA | NA | NA | NA | NA | NA | NA | NA | NA | NA | NA | NA | NA | NA | NA | NA | NA | NA | NA | NA | NA | NA | NA | NA | NA | NA | NA | NA | NA | NA | NA | NA | NA | NA | NA | NA | NA | NA | NA | NA | NA | NA | NO SD | 100%
987 | 2027-03-26 | 3 | 2027-06-26 | 0 | 2027-06-26 | 0 | 2027-06-26 | 3 | 2027-09-26 | 1 | 2027-10-26 | 0 | 2027-10-26 | 0 | 2027-10-26 | 3 | 7 | 6 ou 3 | 2,43 | 2,59 | 2300 ou 825 | 14,6 ou 7,3 | NA | NA | NA | NA | NA | NA | NA | NA | NA | NA | NA | NA | NA | NA | NA | NA | NA | NA | NA | NA | NA | NA | NA | NA | NA | NA | NA | NA | NA | NA | NA | NA | NA | NA | NA | NA | NA | NA | NA | NA | NA | NA | NA | NA | NA | NO SD | 100%
988 | 2027-03-26 | 3 | 2027-06-26 | 0 | 2027-06-26 | 0 | 2027-06-26 | 3 | 2027-09-26 | 1 | 2027-10-26 | 0 | 2027-10-26 | 0 | 2027-10-26 | 3 | 7 | 6 ou 3 | 2,43 | 2,59 | 2300 ou 825 | 14,6 ou 7,3 | NA | NA | NA | NA | NA | NA | NA | NA | NA | NA | NA | NA | NA | NA | NA | NA | NA | NA | NA | NA | NA | NA | NA | NA | NA | NA | NA | NA | NA | NA | NA | NA | NA | NA | NA | NA | NA | NA | NA | NA | NA | NA | NA | NA | NA | NO SD | 100%
989 | 2027-03-26 | 3 | 2027-06-26 | 0 | 2027-06-26 | 0 | 2027-06-26 | 3 | 2027-09-26 | 1 | 2027-10-26 | 0 | 2027-10-26 | 0 | 2027-10-26 | 3 | 7 | 6 ou 3 | 2,43 | 2,59 | 2300 ou 825 | 14,6 ou 7,3 | NA | NA | NA | NA | NA | NA | NA | NA | NA | NA | NA | NA | NA | NA | NA | NA | NA | NA | NA | NA | NA | NA | NA | NA | NA | NA | NA | NA | NA | NA | NA | NA | NA | NA | NA | NA | NA | NA | NA | NA | NA | NA | NA | NA | NA | NO SD | 100%
990 | 2027-03-26 | 3 | 2027-06-26 | 0 | 2027-06-26 | 0 | 2027-06-26 | 3 | 2027-09-26 | 1 | 2027-10-26 | 0 | 2027-10-26 | 0 | 2027-10-26 | 3 | 7 | 6 ou 3 | 2,43 | 2,59 | 2300 ou 825 | 14,6 ou 7,3 | NA | NA | NA | NA | NA | NA | NA | NA | NA | NA | NA | NA | NA | NA | NA | NA | NA | NA | NA | NA | NA | NA | NA | NA | NA | NA | NA | NA | NA | NA | NA | NA | NA | NA | NA | NA | NA | NA | NA | NA | NA | NA | NA | NA | NA | NO SD | 100%
991 | 2027-03-26 | 3 | 2027-06-26 | 0 | 2027-06-26 | 0 | 2027-06-26 | 3 | 2027-09-26 | 1 | 2027-10-26 | 0 | 2027-10-26 | 0 | 2027-10-26 | 3 | 7 | 6 ou 3 | 2,43 | 2,59 | 2300 ou 825 | 14,6 ou 7,3 | NA | NA | NA | NA | NA | NA | NA | NA | NA | NA | NA | NA | NA | NA | NA | NA | NA | NA | NA | NA | NA | NA | NA | NA | NA | NA | NA | NA | NA | NA | NA | NA | NA | NA | NA | NA | NA | NA | NA | NA | NA | NA | NA | NA | NA | NO SD | 100%
992 | 2027-03-26 | 3 | 2027-06-26 | 0 | 2027-06-26 | 0 | 2027-06-26 | 3 | 2027-09-26 | 1 | 2027-10-26 | 0 | 2027-10-26 | 0 | 2027-10-26 | 3 | 7 | 6 ou 3 | 2,43 | 2,59 | 2300 ou 825 | 14,6 ou 7,3 | NA | NA | NA | NA | NA | NA | NA | NA | NA | NA | NA | NA | NA | NA | NA | NA | NA | NA | NA | NA | NA | NA | NA | NA | NA | NA | NA | NA | NA | NA | NA | NA | NA | NA | NA | NA | NA | NA | NA | NA | NA | NA | NA | NA | NA | NO SD | 100%
993 | 2027-03-26 | 3 | 2027-06-26 | 0 | 2027-06-26 | 0 | 2027-06-26 | 3 | 2027-09-26 | 1 | 2027-10-26 | 0 | 2027-10-26 | 0 | 2027-10-26 | 3 | 7 | 6 ou 3 | 2,43 | 2,59 | 2300 ou 825 | 14,6 ou 7,3 | NA | NA | NA | NA | NA | NA | NA | NA | NA | NA | NA | NA | NA | NA | NA | NA | NA | NA | NA | NA | NA | NA | NA | NA | NA | NA | NA | NA | NA | NA | NA | NA | NA | NA | NA | NA | NA | NA | NA | NA | NA | NA | NA | NA | NA | NO SD | 100%
994 | 2027-03-26 | 3 | 2027-06-26 | 0 | 2027-06-26 | 0 | 2027-06-26 | 3 | 2027-09-26 | 1 | 2027-10-26 | 0 | 2027-10-26 | 0 | 2027-10-26 | 3 | 7 | 6 ou 3 | 2,43 | 2,59 | 2300 ou 825 | 14,6 ou 7,3 | NA | NA | NA | NA | NA | NA | NA | NA | NA | NA | NA | NA | NA | NA | NA | NA | NA | NA | NA | NA | NA | NA | NA | NA | NA | NA | NA | NA | NA | NA | NA | NA | NA | NA | NA | NA | NA | NA | NA | NA | NA | NA | NA | NA | NA | NO SD | 100%
995 | 2027-03-26 | 3 | 2027-06-26 | 0 | 2027-06-26 | 0 | 2027-06-26 | 3 | 2027-09-26 | 1 | 2027-10-26 | 0 | 2027-10-26 | 0 | 2027-10-26 | 3 | 7 | 6 ou 3 | 2,43 | 2,59 | 2300 ou 825 | 14,6 ou 7,3 | NA | NA | NA | NA | NA | NA | NA | NA | NA | NA | NA | NA | NA | NA | NA | NA | NA | NA | NA | NA | NA | NA | NA | NA | NA | NA | NA | NA | NA | NA | NA | NA | NA | NA | NA | NA | NA | NA | NA | NA | NA | NA | NA | NA | NA | NO SD | 100%
996 | 2027-03-26 | 3 | 2027-06-26 | 0 | 2027-06-26 | 0 | 2027-06-26 | 3 | 2027-09-26 | 1 | 2027-10-26 | 0 | 2027-10-26 | 0 | 2027-10-26 | 3 | 7 | 6 ou 3 | 2,43 | 2,59 | 2300 ou 825 | 14,6 ou 7,3 | NA | NA | NA | NA | NA | NA | NA | NA | NA | NA | NA | NA | NA | NA | NA | NA | NA | NA | NA | NA | NA | NA | NA | NA | NA | NA | NA | NA | NA | NA | NA | NA | NA | NA | NA | NA | NA | NA | NA | NA | NA | NA | NA | NA | NA | NO SD | 100%
997 | 2027-03-26 | 3 | 2027-06-26 | 0 | 2027-06-26 | 0 | 2027-06-26 | 3 | 2027-09-26 | 1 | 2027-10-26 | 0 | 2027-10-26 | 0 | 2027-10-26 | 3 | 7 | 6 ou 3 | 2,43 | 2,59 | 2300 ou 825 | 14,6 ou 7,3 | NA | NA | NA | NA | NA | NA | NA | NA | NA | NA | NA | NA | NA | NA | NA | NA | NA | NA | NA | NA | NA | NA | NA | NA | NA | NA | NA | NA | NA | NA | NA | NA | NA | NA | NA | NA | NA | NA | NA | NA | NA | NA | NA | NA | NA | NO SD | 100%
998 | 2027-03-26 | 3 | 2027-06-26 | 0 | 2027-06-26 | 0 | 2027-06-26 | 3 | 2027-09-26 | 1 | 2027-10-26 | 0 | 2027-10-26 | 0 | 2027-10-26 | 3 | 7 | 6 ou 3 | 2,43 | 2,59 | 2300 ou 825 | 14,6 ou 7,3 | NA | NA | NA | NA | NA | NA | NA | NA | NA | NA | NA | NA | NA | NA | NA | NA | NA | NA | NA | NA | NA | NA | NA | NA | NA | NA | NA | NA | NA | NA | NA | NA | NA | NA | NA | NA | NA | NA | NA | NA | NA | NA | NA | NA | NA | NO SD | 100%
999 | 2027-03-26 | 3 | 2027-06-26 | 0 | 2027-06-26 | 0 | 2027-06-26 | 3 | 2027-09-26 | 1 | 2027-10-26 | 0 | 2027-10-26 | 0 | 2027-10-26 | 3 | 7 | 6 ou 3 | 2,43 | 2,59 | 2300 ou 825 | 14,6 ou 7,3 | NA | NA | NA | NA | NA | NA | NA | NA | NA | NA | NA | NA | NA | NA | NA | NA | NA | NA | NA | NA | NA | NA | NA | NA | NA | NA | NA | NA | NA | NA | NA | NA | NA | NA | NA | NA | NA | NA | NA | NA | NA | NA | NA | NA | NA | NO SD | 100%
1000 | 2027-03-26 | 3 | 2027-06-26 | 0 | 2027-06-26 | 0 | 2027-06-26 | 3 | 2027-09-26 | 1 | 2027-10-26 | 0 | 2027-10-26 | 0 | 2027-10-26 | 3 | 7 | 6 ou 3 | 2,43 | 2,59 | 2300 ou 825 | 14,6 ou 7,3 | NA | NA | NA | NA | NA | NA | NA | NA | NA | NA | NA | NA | NA | NA | NA | NA | NA | NA | NA | NA | NA | NA | NA | NA | NA | NA | NA | NA | NA | NA | NA | NA | NA | NA | NA | NA | NA | NA | NA | NA | NA | NA | NA | NA | NA | NO SD | 100%
1001 | 2027-03-26 | 3 | 2027-06-26 | 0 | 2027-06-26 | 0 | 2027-06-26 | 3 | 2027-09-26 | 1 | 2027-10-26 | 0 | 2027-10-26 | 0 | 2027-10-26 | 3 | 7 | 6 ou 3 | 2,43 | 2,59 | 2300 ou 825 | 14,6 ou 7,3 | NA | NA | NA | NA | NA | NA | NA | NA | NA | NA | NA | NA | NA | NA | NA | NA | NA | NA | NA | NA | NA | NA | NA | NA | NA | NA | NA | NA | NA | NA | NA | NA | NA | NA | NA | NA | NA | NA | NA | NA | NA | NA | NA | NA | NA | NO SD | 100%
1002 | 2027-03-26 | 3 | 2027-06-26 | 0 | 2027-06-26 | 0 | 2027-06-26 | 3 | 2027-09-26 | 1 | 2027-10-26 | 0 | 2027-10-26 | 0 | 2027-10-26 | 3 | 7 | 6 ou 3 | 2,43 | 2,59 | 2300 ou 825 | 14,6 ou 7,3 | NA | NA | NA | NA | NA | NA | NA | NA | NA | NA | NA | NA | NA | NA | NA | NA | NA | NA | NA | NA | NA | NA | NA | NA | NA | NA | NA | NA | NA | NA | NA | NA | NA | NA | NA | NA | NA | NA | NA | NA | NA | NA | NA | NA | NA | NO SD | 100%
1003 | 2027-03-26 | 3 | 2027-06-26 | 0 | 2027-06-26 | 0 | 2027-06-26 | 3 | 2027-09-26 | 1 | 2027-10-26 | 0 | 2027-10-26 | 0 | 2027-10-26 | 3 | 7 | 6 ou 3 | 2,43 | 2,59 | 2300 ou 825 | 14,6 ou 7,3 | NA | NA | NA | NA | NA | NA | NA | NA | NA | NA | NA | NA | NA | NA | NA | NA | NA | NA | NA | NA | NA | NA | NA | NA | NA | NA | NA | NA | NA | NA | NA | NA | NA | NA | NA | NA | NA | NA | NA | NA | NA | NA | NA | NA | NA | NO SD | 100%
1004 | 2027-03-26 | 3 | 2027-06-26 | 0 | 2027-06-26 | 0 | 2027-06-26 | 3 | 2027-09-26 | 1 | 2027-10-26 | 0 | 2027-10-26 | 0 | 2027-10-26 | 3 | 7 | 6 ou 3 | 2,43 | 2,59 | 2300 ou 825 | 14,6 ou 7,3 | NA | NA | NA | NA | NA | NA | NA | NA | NA | NA | NA | NA | NA | NA | NA | NA | NA | NA | NA | NA | NA | NA | NA | NA | NA | NA | NA | NA | NA | NA | NA | NA | NA | NA | NA | NA | NA | NA | NA | NA | NA | NA | NA | NA | NA | NO SD | 100%
1005 | 2027-03-26 | 3 | 2027-06-26 | 0 | 2027-06-26 | 0 | 2027-06-26 | 3 | 2027-09-26 | 1 | 2027-10-26 | 0 | 2027-10-26 | 0 | 2027-10-26 | 3 | 7 | 6 ou 3 | 2,43 | 2,59 | 2300 ou 825 | 14,6 ou 7,3 | NA | NA | NA | NA | NA | NA | NA | NA | NA | NA | NA | NA | NA | NA | NA | NA | NA | NA | NA | NA | NA | NA | NA | NA | NA | NA | NA | NA | NA | NA | NA | NA | NA | NA | NA | NA | NA | NA | NA | NA | NA | NA | NA | NA | NA | NO SD | 100%
1006 | 2027-03-26 | 3 | 2027-06-26 | 0 | 2027-06-26 | 0 | 2027-06-26 | 3 | 2027-09-26 | 1 | 2027-10-26 | 0 | 2027-10-26 | 0 | 2027-10-26 | 3 | 7 | 6 ou 3 | 2,43 | 2,59 | 2300 ou 825 | 14,6 ou 7,3 | NA | NA | NA | NA | NA | NA | NA | NA | NA | NA | NA | NA | NA | NA | NA | NA | NA | NA | NA | NA | NA | NA | NA | NA | NA | NA | NA | NA | NA | NA | NA | NA | NA | NA | NA | NA | NA | NA | NA | NA | NA | NA | NA | NA | NA | NO SD | 100%
1007 | 2023-06-30 | 3 | 2023-09-30 | 0 | 2023-09-30 | 0 | 2023-09-30 | 3 | 2023-12-30 | 1 | 2024-01-30 | 0 | 2024-01-30 | 0 | 2024-01-30 | 3 | 7 | 8 | 3 | 0,8 | 4500 | 24 | NA | NA | NA | NA | NA | NA | NA | NA | NA | NA | NA | NA | NA | NA | NA | NA | NA | NA | NA | NA | NA | NA | NA | NA | NA | NA | NA | NA | NA | NA | NA | NA | NA | NA | NA | NA | NA | NA | NA | NA | NA | NA | NA | NA | NA | NO SD | 100%
1008 | 2023-06-30 | 3 | 2023-09-30 | 0 | 2023-09-30 | 0 | 2023-09-30 | 3 | 2023-12-30 | 1 | 2024-01-30 | 0 | 2024-01-30 | 0 | 2024-01-30 | 3 | 7 | 6 | 3 | 0,8 | 3000 | 18 | NA | NA | NA | NA | NA | NA | NA | NA | NA | NA | NA | NA | NA | NA | NA | NA | NA | NA | NA | NA | NA | NA | NA | NA | NA | NA | NA | NA | NA | NA | NA | NA | NA | NA | NA | NA | NA | NA | NA | NA | NA | NA | NA | NA | NA | NO SD | 100%
1010 | 2023-03-30 | 3 | 2023-06-30 | 0 | 2023-06-30 | 0 | 2023-06-30 | 6 | 2023-12-30 | 1 | 2024-01-30 | 0 | 2024-01-30 | 0 | 2024-01-30 | 6 | 10 | 3,5 | 2,2 | 2,7 | 6500 | 7,7 | NA | NA | NA | NA | NA | NA | NA | NA | NA | NA | NA | NA | NA | NA | NA | NA | NA | NA | NA | NA | NA | NA | NA | NA | NA | NA | NA | NA | NA | NA | NA | NA | NA | NA | NA | NA | NA | NA | NA | NA | NA | NA | NA | NA | NA | NO SD | 100%
1011 | 2023-06-30 | 3 | 2023-09-30 | 0 | 2023-09-30 | 0 | 2023-09-30 | 3 | 2023-12-30 | 1 | 2024-01-30 | 0 | 2024-01-30 | 0 | 2024-01-30 | 3 | 7 | 2,5 | 1,1 | 2,3 | 2300 | 2,75 | NA | NA | NA | NA | NA | 2,75m² | NA | NA | NA | NA | NA | NA | NA | NA | NA | NA | NA | NA | NA | NA | NA | NA | NA | NA | NA | NA | NA | NA | NA | NA | NA | NA | NA | NA | NA | NA | NA | NA | NA | NA | NA | NA | NA | NA | NA | NO SD | 100%
1012 | 2023-06-30 | 3 | 2023-09-30 | 0 | 2023-09-30 | 0 | 2023-09-30 | 3 | 2023-12-30 | 1 | 2024-01-30 | 0 | 2024-01-30 | 0 | 2024-01-30 | 3 | 7 | 2,5 | 1,1 | 2,3 | 2800 | 2,75 | NA | NA | NA | NA | NA | 2,75m² | NA | NA | NA | NA | NA | NA | NA | NA | NA | NA | NA | NA | NA | NA | NA | NA | NA | NA | NA | NA | NA | NA | NA | NA | NA | NA | NA | NA | NA | NA | NA | NA | NA | NA | NA | NA | NA | NA | NA | NO SD | 100%
1013 | 2023-06-30 | 3 | 2023-09-30 | 0 | 2023-09-30 | 0 | 2023-09-30 | 3 | 2023-12-30 | 1 | 2024-01-30 | 0 | 2024-01-30 | 0 | 2024-01-30 | 3 | 7 | 2,6 | 1,1 | 2,3 | 3000 | 2,86 | NA | NA | NA | NA | NA | NA | NA | NA | NA | NA | NA | NA | NA | NA | NA | NA | NA | NA | NA | NA | NA | NA | NA | NA | NA | NA | NA | NA | NA | NA | NA | NA | NA | NA | NA | NA | NA | NA | NA | NA | NA | NA | NA | NA | NA | NO SD | 100%
1014 | 2023-06-30 | 3 | 2023-09-30 | 0 | 2023-09-30 | 0 | 2023-09-30 | 3 | 2023-12-30 | 1 | 2024-01-30 | 0 | 2024-01-30 | 0 | 2024-01-30 | 3 | 7 | 3 | 1,1 | 2,3 | 3500 | 3,3 | NA | NA | NA | NA | NA | 3,3m² | NA | NA | NA | NA | NA | NA | NA | NA | NA | NA | NA | NA | NA | NA | NA | NA | NA | NA | NA | NA | NA | NA | NA | NA | NA | NA | NA | NA | NA | NA | NA | NA | NA | NA | NA | NA | NA | NA | NA | NO SD | 100%
1015 | 2023-06-30 | 3 | 2023-09-30 | 0 | 2023-09-30 | 0 | 2023-09-30 | 3 | 2023-12-30 | 1 | 2024-01-30 | 0 | 2024-01-30 | 0 | 2024-01-30 | 3 | 7 | 3,4 | 1,2 | 2,4 | 5100 | 4,08 | NA | NA | NA | NA | NA | 4,08m² | NA | NA | NA | NA | NA | NA | NA | NA | NA | NA | NA | NA | NA | NA | NA | NA | NA | NA | NA | NA | NA | NA | NA | NA | NA | NA | NA | NA | NA | NA | NA | NA | NA | NA | NA | NA | NA | NA | NA | NO SD | 100%
1016 | 2023-03-30 | 3 | 2023-06-30 | 0 | 2023-06-30 | 0 | 2023-06-30 | 6 | 2023-12-30 | 1 | 2024-01-30 | 0 | 2024-01-30 | 0 | 2024-01-30 | 6 | 10 | 3,9 | 1,4 | 2,4 | 7200 | 5,46 | NA | NA | NA | NA | NA | 5,46m² | NA | NA | NA | NA | NA | NA | NA | NA | NA | NA | NA | NA | NA | NA | NA | NA | NA | NA | NA | NA | NA | NA | NA | NA | NA | NA | NA | NA | NA | NA | NA | NA | NA | NA | NA | NA | NA | NA | NA | NO SD | 100%
1017 | 2023-03-30 | 3 | 2023-06-30 | 0 | 2023-06-30 | 0 | 2023-06-30 | 6 | 2023-12-30 | 1 | 2024-01-30 | 0 | 2024-01-30 | 0 | 2024-01-30 | 6 | 10 | 4,5 | 1,5 | 2,7 | 8200 | 6,75 | NA | NA | NA | NA | NA | 6,75m² | NA | NA | NA | NA | NA | NA | NA | NA | NA | NA | NA | NA | NA | NA | NA | NA | NA | NA | NA | NA | NA | NA | NA | NA | NA | NA | NA | NA | NA | NA | NA | NA | NA | NA | NA | NA | NA | NA | NA | NO SD | 100%
1018 | 2023-06-30 | 3 | 2023-09-30 | 0 | 2023-09-30 | 0 | 2023-09-30 | 3 | 2023-12-30 | 1 | 2024-01-30 | 0 | 2024-01-30 | 0 | 2024-01-30 | 3 | 7 | 8 | 3 | 0,8 | 4000 | 24 | NA | NA | NA | NA | NA | NA | NA | NA | NA | NA | NA | NA | NA | NA | NA | NA | NA | NA | NA | NA | NA | NA | NA | NA | NA | NA | NA | NA | NA | NA | NA | NA | NA | NA | NA | NA | NA | NA | NA | NA | NA | NA | NA | NA | NA | NO SD | 100%
1019 | 2023-06-30 | 3 | 2023-09-30 | 0 | 2023-09-30 | 0 | 2023-09-30 | 3 | 2023-12-30 | 1 | 2024-01-30 | 0 | 2024-01-30 | 0 | 2024-01-30 | 3 | 7 | TBD | TBD | TBD | TBD | TBD | NA | NA | NA | NA | NA | NA | NA | NA | NA | NA | NA | NA | NA | NA | NA | NA | NA | NA | NA | NA | NA | NA | NA | NA | NA | NA | NA | NA | NA | NA | NA | NA | NA | NA | NA | NA | NA | NA | NA | NA | NA | NA | NA | NA | NA | SD | 0%
1021 | 2023-06-30 | 3 | 2023-09-30 | 0 | 2023-09-30 | 0 | 2023-09-30 | 3 | 2023-12-30 | 1 | 2024-01-30 | 0 | 2024-01-30 | 0 | 2024-01-30 | 3 | 7 | [39 empty] | NA | NA | NA | NA | NA | NA | NA | NA | NA | NA | NA | NO SD | 100% | bar: TBD TBD to TBD TBD
1022 | 2022-08-01 | 3 | 2022-11-01 | 0 | 2022-11-01 | 0 | 2022-11-01 | 3 | 2023-02-01 | 1 | 2023-03-01 | 0 | 2023-03-01 | 0 | 2023-03-01 | 3 | 7 | 6 ou 3 | 2,43 | 2,59 | 2300 ou 825 | 14,6 ou 7,3 | NA | NA | NA | NA | NA | NA | NA | NA | NA | NA | NA | NA | NA | NA | NA | NA | NA | NA | NA | NA | NA | NA | NA | NA | NA | NA | NA | NA | NA | NA | NA | NA | NA | NA | NA | NA | NA | NA | NA | NA | NA | NA | NA | NA | NA | NO SD | 100%
1023 | 2022-11-18 | 3 | 2023-02-18 | 0 | 2023-02-18 | 0 | 2023-02-18 | 3 | 2023-05-18 | 1 | 2023-06-18 | 0 | 2023-06-18 | 0 | 2023-06-18 | 3 | 7 | 0,8 | 0,6 | 1,2 | 10 | 0,48 | NA | NA | NA | NA | NA | NA | NA | NA | NA | NA | NA | NA | NA | NA | NA | NA | NA | NA | NA | NA | NA | NA | NA | NA | NA | NA | NA | NA | NA | NA | NA | NA | NA | NA | NA | NA | NA | NA | NA | NA | NA | NA | NA | NA | NA | NO SD | 100%
1025 | 2021-04-01 | 5 | 2021-09-01 | 3 | 2021-12-01 | 0 | 2021-12-01 | 9 | 2022-09-01 | 3 | 2022-12-01 | 0 | 2022-12-01 | 3 | 2023-03-01 | 12 | 23 | 10 | <14 | 10 | 10 | 140 | NO | NA | NA | NO | NO | NA | NA | NO | 12 | 14 | 10 | 25000 | 168 | 4 | NA | NA | NA | NA | NA | NA | NA | NA | NA | NA | NA | NA | NA | NA | NA | NA | NA | NA | NA | NA | Automatic | Yes | Yes | NA | NA | NA | NA | NO | NO | NO | NO | NO SD | 100%
1028 | 2029-04-01 | 3 | 2029-07-01 | 0 | 2029-07-01 | 0 | 2029-07-01 | 3 | 2029-10-01 | 1 | 2029-11-01 | 0 | 2029-11-01 | 0 | 2029-11-01 | 3 | 7 | 6 ou 3 | 2,43 | 2,59 | 2300 ou 825 | 14,6 ou 7,3 | NA | NA | NA | NA | NA | NA | NA | NA | NA | NA | NA | NA | NA | NA | NA | NA | NA | NA | NA | NA | NA | NA | NA | NA | NA | NA | NA | NA | NA | NA | NA | NA | NA | NA | NA | NA | NA | NA | NA | NA | NA | NA | NA | NA | NA | NO SD | 100%
1031 | 2023-12-22 | 4 | 2024-04-22 | 0 | 2024-04-22 | 0 | 2024-04-22 | 6 | 2024-10-22 | 1 | 2024-11-22 | 0 | 2024-11-22 | 0 | 2024-11-22 | 6 | 11 | 15 | 9,85 | 5,65 | 33000 | 147,75 | NO | NA | NA | NA | NO | NA | NO | NO | 15 | 9,85 | 5,65 | 33000 | 147,75 | NA | NA | NA | NA | NA | NA | NA | NA | NA | NA | NA | NA | NA | NA | NA | NA | NA | NA | NA | NA | NA | NA | NA | NA | NA | NA | NA | NA | NO | NO | NO | NO | SD | 100%
1033.01 | 2025-03-03 | 4 | 2025-07-03 | 0 | 2025-07-03 | 0 | 2025-07-03 | 3 | 2025-10-03 | 1 | 2025-11-03 | 1 | 2025-12-03 | 0 | 2025-12-03 | 3 | 9 | TBD | TBD | TBD | TBD | TBD | NA | NA | NA | NA | NA | NA | NA | NA | TBD | TBD | TBD | TBD | TBD | TBD | TBD | TBD | NA | NA | NA | NA | NA | NA | NA | NA | NA | NA | NA | NA | NA | NA | NA | NA | NA | NA | NA | NA | NA | NA | NA | NA | NA | NA | NA | NA | NA | NO SD | 0%
1033.02 | 2025-03-03 | 4 | 2025-07-03 | 0 | 2025-07-03 | 0 | 2025-07-03 | 3 | 2025-10-03 | 1 | 2025-11-03 | 1 | 2025-12-03 | 0 | 2025-12-03 | 3 | 9 | TBD | TBD | TBD | TBD | TBD | NA | NA | NA | NA | NA | NA | NA | NA | TBD | TBD | TBD | TBD | TBD | TBD | TBD | TBD | NA | NA | NA | NA | NA | NA | NA | NA | NA | NA | NA | NA | NA | NA | NA | NA | NA | NA | NA | NA | NA | NA | NA | NA | NA | NA | NA | NA | NA | NO SD | 0%
1035 | 2023-12-13 | 4 | 2024-04-13 | 0 | 2024-04-13 | 0 | 2024-04-13 | 3 | 2024-07-13 | 1 | 2024-08-13 | 1 | 2024-09-13 | 0 | 2024-09-13 | 3 | 9 | 3,5 | 2 | 0,9 | 7000 | 7 | NO | NA | NA | NO | NO | NA | NO | NO | 5 | 3 | 2,2 | 17000 | 15 | NA | NA | NA | NA | NA | NA | NA | NA | NA | NA | NA | NA | NA | NA | NA | NA | NA | NA | NA | NA | NA | Manual | NA | NA | NA | NA | NA | NA | NO | NO | NO | NO | NO SD | 100%
1036 | 2023-01-16 | 4 | 2023-05-16 | 0 | 2023-05-16 | 0 | 2023-05-16 | 6 | 2023-11-16 | 1 | 2023-12-16 | 0 | 2023-12-16 | 0 | 2023-12-16 | 6 | 11 | TBD | TBD | TBD | TBD | TBD | NO | NA | NA | NO | NO | NA | NA | NA | NA | NA | NA | NA | NA | 4 | NA | NA | NA | NA | NA | NA | NA | NA | NA | NA | NA | NA | NA | NA | NA | NA | NA | NA | NA | NA | NA | NA | NA | NA | NA | NA | NA | NO | NO | NO | NO | SD | 60%
1037 | 2023-01-16 | 4 | 2023-05-16 | 0 | 2023-05-16 | 0 | 2023-05-16 | 6 | 2023-11-16 | 1 | 2023-12-16 | 0 | 2023-12-16 | 0 | 2023-12-16 | 6 | 11 | TBD | TBD | TBD | TBD | TBD | NO | NA | NA | NO | NO | NA | NA | NA | NA | NA | NA | NA | NA | NA | NA | NA | NA | NA | NA | NA | NA | NA | NA | NA | NA | NA | NA | NA | NA | NA | NA | NA | NA | NA | NA | NA | NA | NA | NA | NA | NA | NO | NO | NO | NO | possible | 60%
1038 | 2023-10-18 | 4 | 2024-02-18 | 0 | 2024-02-18 | 0 | 2024-02-18 | 6 | 2024-08-18 | 1 | 2024-09-18 | 0 | 2024-09-18 | 0 | 2024-09-18 | 6 | 11 | TBD | TBD | TBD | TBD | TBD | NO | NA | NA | NO | NO | NA | NA | NA | NA | NA | NA | NA | NA | 4 | NA | NA | NA | NA | NA | NA | NA | NA | NA | NA | NA | NA | NA | NA | NA | NA | NA | NA | NA | NA | NA | NA | NA | NA | NA | NA | NA | NO | NO | NO | NO | possible | 60%
1039 | 2023-10-13 | 4 | 2024-02-13 | 0 | 2024-02-13 | 0 | 2024-02-13 | 6 | 2024-08-13 | 1 | 2024-09-13 | 0 | 2024-09-13 | 0 | 2024-09-13 | 6 | 11 | TBD | TBD | TBD | TBD | TBD | NO | NA | NA | NO | NO | NA | NA | NA | NA | NA | NA | NA | NA | 4 | NA | NA | NA | NA | NA | NA | NA | NA | NA | NA | NA | NA | NA | NA | NA | NA | NA | NA | NA | NA | NA | NA | NA | NA | NA | NA | NA | NO | NO | NO | NO | possible | 60%
1040 | 2022-04-01 | 4 | 2022-08-01 | 0 | 2022-08-01 | 0 | 2022-08-01 | 6 | 2023-02-01 | 1 | 2023-03-01 | 0 | 2023-03-01 | 0 | 2023-03-01 | 6 | 11 | TBD | TBD | TBD | TBD | TBD | NO | NA | NA | NO | NO | NA | NA | NA | NA | NA | NA | NA | NA | 4 | NA | NA | NA | NA | NA | NA | NA | NA | NA | NA | NA | NA | NA | NA | NA | NA | NA | NA | NA | NA | NA | NA | NA | NA | NA | NA | NA | NO | NO | NO | NO | possible | 60%
1042 | 2023-10-18 | 4 | 2024-02-18 | 0 | 2024-02-18 | 0 | 2024-02-18 | 6 | 2024-08-18 | 1 | 2024-09-18 | 0 | 2024-09-18 | 0 | 2024-09-18 | 6 | 11 | TBD | TBD | TBD | TBD | TBD | NO | NA | NA | NA | NO | NA | NO | NA | NA | NA | NA | NA | NA | NA | NA | NA | NA | NA | NA | NA | NA | NA | NA | NA | NA | NA | NA | NA | NA | NA | NA | NA | NA | NA | NA | NA | NA | NA | NA | NA | NA | NO | NO | NO | NO | possible | 60%
1043 | 2023-07-13 | 4 | 2023-11-13 | 0 | 2023-11-13 | 0 | 2023-11-13 | 9 | 2024-08-13 | 1 | 2024-09-13 | 0 | 2024-09-13 | 0 | 2024-09-13 | 9 | 14 | TBD | TBD | TBD | TBD | TBD | NO | NA | NA | NO | NO | NA | NA | NA | NA | NA | NA | NA | NA | 4 | NA | NA | NA | NA | NA | NA | NA | NA | NA | NA | NA | NA | NA | NA | NA | NA | NA | NA | NA | NA | NA | NA | NA | NA | NA | NA | NA | NO | NO | NO | NO | SD | 60%
1044 | 2028-12-01 | 4 | 2029-04-01 | 0 | 2029-04-01 | 0 | 2029-04-01 | 6 | 2029-10-01 | 1 | 2029-11-01 | 0 | 2029-11-01 | 0 | 2029-11-01 | 6 | 11 | TBD | TBD | TBD | TBD | TBD | NO | NA | NA | NA | NO | NA | NO | NO | NA | NA | NA | NA | NA | NA | NA | NA | NA | NA | NA | NA | NA | NA | NA | NA | NA | NA | NA | NA | NA | NA | NA | NA | NA | NA | NA | NA | NA | NA | NA | NA | NA | NO | NO | NO | NO | SD | 60%
1045 | 2028-09-01 | 4 | 2029-01-01 | 0 | 2029-01-01 | 0 | 2029-01-01 | 9 | 2029-10-01 | 1 | 2029-11-01 | 0 | 2029-11-01 | 0 | 2029-11-01 | 9 | 14 | NA | NA | NA | 33000 + 5000 | NA | NO | NA | NA | NO | NO | 60m² | YES | NO | 15 | 9,85 | 5,65 | 128000 | 147,75 | NA | NA | NA | NA | NA | NA | NA | NA | NA | NA | NA | NA | NA | NA | NA | NA | NA | NA | NA | NA | NA | NA | NA | NA | NA | NA | NA | NA | NO | NO | NO | NO | SD | 100%
1046 | 2028-09-01 | 4 | 2029-01-01 | 0 | 2029-01-01 | 0 | 2029-01-01 | 9 | 2029-10-01 | 1 | 2029-11-01 | 0 | 2029-11-01 | 0 | 2029-11-01 | 9 | 14 | NA | NA | NA | 33000 + 5000 | NA | NO | NA | NA | NO | NO | 50m² | YES | NO | 15 | 9,85 | 5,65 | 78000 | 147,75 | NA | NA | NA | NA | NA | NA | NA | NA | NA | NA | NA | NA | NA | NA | NA | NA | NA | NA | NA | NA | NA | NA | NA | NA | NA | NA | NA | NA | NO | NO | NO | NO | SD | 100%
1048 | 2028-09-01 | 4 | 2029-01-01 | 0 | 2029-01-01 | 0 | 2029-01-01 | 9 | 2029-10-01 | 1 | 2029-11-01 | 0 | 2029-11-01 | 0 | 2029-11-01 | 9 | 14 | NA | NA | NA | 17000 + 5000 | NA | NO | NA | NA | NO | NO | 50m² | YES | NO | 7,5 | 11,7 | 5,65 | 107000 | 87,75 | NA | NA | NA | NA | NA | NA | NA | NA | NA | NA | NA | NA | NA | NA | NA | NA | NA | NA | NA | NA | NA | NA | NA | NA | NA | NA | NA | NA | NO | NO | NO | NO | SD | 100%
1051 | 2028-09-01 | 4 | 2029-01-01 | 0 | 2029-01-01 | 0 | 2029-01-01 | 9 | 2029-10-01 | 1 | 2029-11-01 | 0 | 2029-11-01 | 0 | 2029-11-01 | 9 | 14 | NA | NA | NA | 17000 + 5000 + 42000 | NA | NO | NA | NA | NO | NO | 120m² | YES | NO | 7,5 | 9,85 | 5,65 | 54200 | 73,9 | NA | NA | NA | NA | NA | NA | NA | NA | NA | NA | NA | NA | NA | NA | NA | NA | NA | NA | NA | NA | NA | NA | NA | NA | NA | NA | NA | NA | NO | NO | NO | NO | SD | 100%
1052 | 2023-10-05 | 4 | 2024-02-05 | 0 | 2024-02-05 | 0 | 2024-02-05 | 3 | 2024-05-05 | 1 | 2024-06-05 | 0 | 2024-06-05 | 0 | 2024-06-05 | 3 | 8 | 0,65 | 0,65 | 1,8 | 200 | 0,43 | NO | NA | NA | NO | NO | 4m² | NO | NO | 0,65 | 0,65 | 1,8 | 2400 | 0,43 | NA | NA | NA | NA | NA | NA | NA | NA | NA | NA | NA | NA | NA | NA | NA | NA | NA | NA | NA | NA | NA | NA | NA | NA | NA | NA | NA | NA | NO | NO | NO | NO | SD | 100%
1054 | 2028-12-01 | 4 | 2029-04-01 | 0 | 2029-04-01 | 0 | 2029-04-01 | 6 | 2029-10-01 | 1 | 2029-11-01 | 0 | 2029-11-01 | 0 | 2029-11-01 | 6 | 11 | TBD | TBD | TBD | TBD | TBD | NO | NA | NA | NA | NO | 6m² | NO | NO | NA | NA | NA | NA | NA | NA | NA | NA | NA | NA | NA | NA | NA | NA | NA | NA | NA | NA | NA | NA | NA | NA | NA | NA | NA | NA | NA | NA | NA | NA | NA | NA | NA | NO | NO | NO | NO | SD | 60%
1055 | 2028-09-01 | 4 | 2029-01-01 | 0 | 2029-01-01 | 0 | 2029-01-01 | 9 | 2029-10-01 | 1 | 2029-11-01 | 0 | 2029-11-01 | 0 | 2029-11-01 | 9 | 14 | TBD | TBD | TBD | TBD | TBD | NA | NA | NA | NA | NA | NA | NA | NA | NA | NA | NA | NA | NA | NA | NA | NA | NA | NA | NA | NA | NA | NA | NA | NA | NA | NA | NA | NA | NA | NA | NA | NA | NA | NA | NA | NA | NA | NA | NA | NA | NA | NA | NA | NA | NA | SD | 0%
1056 | 2023-04-05 | 4 | 2023-08-05 | 0 | 2023-08-05 | 0 | 2023-08-05 | 9 | 2024-05-05 | 1 | 2024-06-05 | 0 | 2024-06-05 | 0 | 2024-06-05 | 9 | 14 | 8,7 | 3 | 0,5 | 1000 | 26,1 | NA | NA | NA | NA | NA | NA | NA | NA | NA | NA | NA | NA | NA | NA | NA | NA | NA | NA | NA | NA | NA | NA | NA | NA | NA | NA | NA | NA | NA | NA | NA | NA | NA | NA | NA | NA | NA | NA | NA | NA | NA | NO | NO | NO | NO | SD | 100%
1057 | 2023-10-05 | 4 | 2024-02-05 | 0 | 2024-02-05 | 0 | 2024-02-05 | 3 | 2024-05-05 | 1 | 2024-06-05 | 0 | 2024-06-05 | 0 | 2024-06-05 | 3 | 8 | TBD | TBD | TBD | TBD | TBD | NO | NA | NA | NA | NO | 0,5m² | NO | NO | NA | NA | NA | NA | NA | NA | NA | NA | NA | NA | NA | NA | NA | NA | NA | NA | NA | NA | NA | NA | NA | NA | NA | NA | NA | NA | NA | NA | NA | NA | NA | NA | NA | NO | NO | NO | NO | SD | 60%
1059 | 2023-10-05 | 4 | 2024-02-05 | 0 | 2024-02-05 | 0 | 2024-02-05 | 3 | 2024-05-05 | 1 | 2024-06-05 | 0 | 2024-06-05 | 0 | 2024-06-05 | 3 | 8 | TBD | TBD | TBD | TBD | TBD | NO | NA | NA | NA | NO | 1m² | NO | NO | NA | NA | NA | NA | NA | NA | NA | NA | NA | NA | NA | NA | NA | NA | NA | NA | NA | NA | NA | NA | NA | NA | NA | NA | NA | NA | NA | NA | NA | NA | NA | NA | NA | NO | NO | NO | NO | SD | 60%
1061 | 2023-07-05 | 4 | 2023-11-05 | 0 | 2023-11-05 | 0 | 2023-11-05 | 6 | 2024-05-05 | 1 | 2024-06-05 | 0 | 2024-06-05 | 0 | 2024-06-05 | 6 | 11 | TBD | TBD | TBD | TBD | TBD | NO | NA | NA | NA | NO | 9m² | NO | NO | NA | NA | NA | NA | NA | NA | NA | NA | NA | NA | NA | NA | NA | NA | NA | NA | NA | NA | NA | NA | NA | NA | NA | NA | NA | NA | NA | NA | NA | NA | NA | NA | NA | NO | NO | NO | NO | SD | 60%
1062 | 2023-10-13 | 4 | 2024-02-13 | 0 | 2024-02-13 | 0 | 2024-02-13 | 6 | 2024-08-13 | 1 | 2024-09-13 | 0 | 2024-09-13 | 0 | 2024-09-13 | 6 | 11 | TBD | TBD | TBD | TBD | TBD | NO | NA | NA | NA | NO | 1m² | NO | NO | NA | NA | NA | NA | NA | NA | NA | NA | NA | NA | NA | NA | NA | NA | NA | NA | NA | NA | NA | NA | NA | NA | NA | NA | NA | NA | NA | NA | NA | NA | NA | NA | NA | NO | NO | NO | NO | SD | 60%
1063 | 2028-12-01 | 4 | 2029-04-01 | 0 | 2029-04-01 | 0 | 2029-04-01 | 6 | 2029-10-01 | 1 | 2029-11-01 | 0 | 2029-11-01 | 0 | 2029-11-01 | 6 | 11 | TBD | TBD | TBD | TBD | TBD | NO | NA | NA | NA | NO | NA | NO | NO | NA | NA | NA | NA | NA | NA | NA | NA | NA | NA | NA | NA | NA | NA | NA | NA | NA | NA | NA | NA | NA | NA | NA | NA | NA | NA | NA | NA | NA | NA | NA | NA | NA | NO | NO | NO | NO | SD | 60%
1065 | 2029-03-01 | 4 | 2029-07-01 | 0 | 2029-07-01 | 0 | 2029-07-01 | 3 | 2029-10-01 | 1 | 2029-11-01 | 0 | 2029-11-01 | 0 | 2029-11-01 | 3 | 8 | TBD | TBD | TBD | TBD | TBD | NO | NA | NA | NA | NO | 2m² | NO | NO | NA | NA | NA | NA | NA | NA | NA | NA | NA | NA | NA | NA | NA | NA | NA | NA | NA | NA | NA | NA | NA | NA | NA | NA | NA | NA | NA | NA | NA | NA | NA | NA | NA | NO | NO | NO | NO | SD | 60%
1066 | 2029-03-01 | 4 | 2029-07-01 | 0 | 2029-07-01 | 0 | 2029-07-01 | 3 | 2029-10-01 | 1 | 2029-11-01 | 0 | 2029-11-01 | 0 | 2029-11-01 | 3 | 8 | TBD | TBD | TBD | TBD | TBD | NO | NA | NA | NA | NO | 3m² | NO | NO | NA | NA | NA | NA | NA | NA | NA | NA | NA | NA | NA | NA | NA | NA | NA | NA | NA | NA | NA | NA | NA | NA | NA | NA | NA | NA | NA | NA | NA | NA | NA | NA | NA | NO | NO | NO | NO | SD | 60%
1068 | 2028-12-01 | 4 | 2029-04-01 | 0 | 2029-04-01 | 0 | 2029-04-01 | 6 | 2029-10-01 | 1 | 2029-11-01 | 0 | 2029-11-01 | 0 | 2029-11-01 | 6 | 11 | 3 | 3,8 | 1 | 6000 | 11,4 | NO | NA | NA | NA | NO | 25m² | NO | NO | 10 | 3,8 | 2 | 13000 | 38 | NA | NA | NA | NA | NA | NA | NA | NA | NA | NA | NA | NA | NA | NA | NA | NA | NA | NA | NA | NA | NA | NA | NA | NA | NA | NA | NA | NA | NO | NO | NO | NO | SD | 100%
1069 | 2023-07-05 | 4 | 2023-11-05 | 0 | 2023-11-05 | 0 | 2023-11-05 | 6 | 2024-05-05 | 1 | 2024-06-05 | 0 | 2024-06-05 | 0 | 2024-06-05 | 6 | 11 | TBD | TBD | TBD | TBD | TBD | NO | NA | NA | NA | NO | 8m² | NO | NO | NA | NA | NA | NA | NA | NA | NA | NA | NA | NA | NA | NA | NA | NA | NA | NA | NA | NA | NA | NA | NA | NA | NA | NA | NA | NA | NA | NA | NA | NA | NA | NA | NA | NO | NO | NO | NO | SD | 60%
1070 | 2029-03-01 | 4 | 2029-07-01 | 0 | 2029-07-01 | 0 | 2029-07-01 | 3 | 2029-10-01 | 1 | 2029-11-01 | 0 | 2029-11-01 | 0 | 2029-11-01 | 3 | 8 | TBD | TBD | TBD | TBD | TBD | NO | NA | NA | NA | NO | 2m² | NO | NO | NA | NA | NA | NA | NA | NA | NA | NA | NA | NA | NA | NA | NA | NA | NA | NA | NA | NA | NA | NA | NA | NA | NA | NA | NA | NA | NA | NA | NA | NA | NA | NA | NA | NO | NO | NO | NO | SD | 60%
1071 | 2029-03-01 | 4 | 2029-07-01 | 0 | 2029-07-01 | 0 | 2029-07-01 | 3 | 2029-10-01 | 1 | 2029-11-01 | 0 | 2029-11-01 | 0 | 2029-11-01 | 3 | 8 | TBD | TBD | TBD | TBD | TBD | NO | NA | NA | NA | NO | 1m² | NO | NO | NA | NA | NA | NA | NA | NA | NA | NA | NA | NA | NA | NA | NA | NA | NA | NA | NA | NA | NA | NA | NA | NA | NA | NA | NA | NA | NA | NA | NA | NA | NA | NA | NA | NO | NO | NO | NO | SD | 60%
1072 | 2022-08-01 | 3 | 2022-11-01 | 0 | 2022-11-01 | 0 | 2022-11-01 | 3 | 2023-02-01 | 1 | 2023-03-01 | 0 | 2023-03-01 | 0 | 2023-03-01 | 3 | 7 | 0,3 | 0,3 | 0,2 | 21 | 0,09 | NO | NA | NA | NA | NO | NA | NO | NO | NA | NA | NA | NA | NA | NA | NA | NA | NA | NA | NA | NA | NA | NA | NA | NA | NA | NA | NA | NA | NA | NA | NA | NA | NA | NA | NA | NA | NA | NA | NA | NA | NA | NO | NO | NO | NO | SD | 100%
1073 | 2023-06-07 | 4 | 2023-10-07 | 0 | 2023-10-07 | 0 | 2023-10-07 | 3 | 2024-01-07 | 1 | 2024-02-07 | 0 | 2024-02-07 | 0 | 2024-02-07 | 3 | 8 | TBD | TBD | TBD | TBD | TBD | NO | NA | NA | NA | NO | 1m² | NO | NO | NA | NA | NA | NA | NA | NA | NA | NA | NA | NA | NA | NA | NA | NA | NA | NA | NA | NA | NA | NA | NA | NA | NA | NA | NA | NA | NA | NA | NA | NA | NA | NA | NA | NO | NO | NO | NO | SD | 60%
1076 | 2022-07-01 | 4 | 2022-11-01 | 0 | 2022-11-01 | 0 | 2022-11-01 | 3 | 2023-02-01 | 1 | 2023-03-01 | 0 | 2023-03-01 | 0 | 2023-03-01 | 3 | 8 | 4,3 | 0,15 | 0,5 | 700 | 0,65 | NO | NA | NA | NA | NO | NA | NO | NO | 4,3 | 0,15 | 10 | 20700 | 0,65 | NA | NA | NA | NA | NA | NA | NA | NA | NA | NA | NA | NA | NA | NA | NA | NA | NA | NA | NA | NA | NA | NA | NA | NA | NA | NA | NA | NA | NO | NO | NO | NO | SD | 100%
1078 | 2022-11-12 | 4 | 2023-03-12 | 0 | 2023-03-12 | 0 | 2023-03-12 | 3 | 2023-06-12 | 1 | 2023-07-12 | 0 | 2023-07-12 | 0 | 2023-07-12 | 3 | 8 | 5,8 | 2 | 1,5 | 5000 | 11,6 | NO | NA | NA | NA | NO | NA | NO | NO | 9 | 9 | 10 | 55000 | 81 | NA | NA | NA | NA | NA | NA | NA | NA | NA | NA | NA | NA | NA | NA | NA | NA | NA | NA | NA | NA | NA | NA | NA | NA | NA | NA | NA | NA | NO | NO | NO | NO | SD | 100%
1079 | 2022-05-12 | 4 | 2022-09-12 | 0 | 2022-09-12 | 0 | 2022-09-12 | 9 | 2023-06-12 | 1 | 2023-07-12 | 0 | 2023-07-12 | 0 | 2023-07-12 | 9 | 14 | 12,7 | 1,8 | 1 | 15000 | 22,9 | NO | NA | NA | NO | NO | NA | NO | NO | NA | NA | NA | 295000 | NA | NA | NA | NA | NA | NA | NA | NA | NA | NA | NA | NA | NA | NA | NA | NA | NA | NA | NA | NA | NA | NA | NA | NA | NA | NA | NA | NA | NA | NO | NO | NO | NO | SD | 100%
1080 | 2022-11-12 | 4 | 2023-03-12 | 0 | 2023-03-12 | 0 | 2023-03-12 | 3 | 2023-06-12 | 1 | 2023-07-12 | 0 | 2023-07-12 | 0 | 2023-07-12 | 3 | 8 | TBD | TBD | TBD | TBD | TBD | NO | NA | NA | NA | NO | 1m² | NO | NO | NA | NA | NA | NA | NA | NA | NA | NA | NA | NA | NA | NA | NA | NA | NA | NA | NA | NA | NA | NA | NA | NA | NA | NA | NA | NA | NA | NA | NA | NA | NA | NA | NA | NO | NO | NO | NO | SD | 60%
1082 | 2022-08-01 | 3 | 2022-11-01 | 0 | 2022-11-01 | 0 | 2022-11-01 | 3 | 2023-02-01 | 1 | 2023-03-01 | 0 | 2023-03-01 | 0 | 2023-03-01 | 3 | 7 | TBD | TBD | TBD | TBD | TBD | NO | NA | NA | NA | NO | 1m² | NO | NO | NA | NA | NA | NA | NA | NA | NA | NA | NA | NA | NA | NA | NA | NA | NA | NA | NA | NA | NA | NA | NA | NA | NA | NA | NA | NA | NA | NA | NA | NA | NA | NA | NA | NO | NO | NO | NO | SD | 60%
1084 | 2029-03-01 | 4 | 2029-07-01 | 0 | 2029-07-01 | 0 | 2029-07-01 | 3 | 2029-10-01 | 1 | 2029-11-01 | 0 | 2029-11-01 | 0 | 2029-11-01 | 3 | 8 | TBD | TBD | TBD | TBD | TBD | NO | NA | NA | NA | NO | 1m² | NO | NO | NA | NA | NA | NA | NA | NA | NA | NA | NA | NA | NA | NA | NA | NA | NA | NA | NA | NA | NA | NA | NA | NA | NA | NA | NA | NA | NA | NA | NA | NA | NA | NA | NA | NO | NO | NO | NO | SD | 60%
1085 | 2023-10-05 | 4 | 2024-02-05 | 0 | 2024-02-05 | 0 | 2024-02-05 | 3 | 2024-05-05 | 1 | 2024-06-05 | 0 | 2024-06-05 | 0 | 2024-06-05 | 3 | 8 | 1,3 | 0,5 | 0,65 | 400 | 0,65 | NO | NA | NA | NA | NO | 2m² | NO | NO | NA | NA | NA | NA | NA | NA | NA | NA | NA | NA | NA | NA | NA | NA | NA | NA | NA | NA | NA | NA | NA | NA | NA | NA | NA | NA | NA | NA | NA | NA | NA | NA | NA | NO | NO | NO | NO | SD | 100%
1086 | 2029-03-01 | 4 | 2029-07-01 | 0 | 2029-07-01 | 0 | 2029-07-01 | 3 | 2029-10-01 | 1 | 2029-11-01 | 0 | 2029-11-01 | 0 | 2029-11-01 | 3 | 8 | 2 | 1,3 | 1,9 | 800 | 2,6 | NO | NA | NA | NA | NO | NA | NO | NO | NA | NA | NA | NA | NA | NA | NA | NA | NA | NA | NA | NA | NA | NA | NA | NA | NA | NA | NA | NA | NA | NA | NA | NA | NA | NA | NA | NA | NA | NA | NA | NA | NA | NO | NO | NO | NO | SD | 100%
1087 | 2029-03-01 | 4 | 2029-07-01 | 0 | 2029-07-01 | 0 | 2029-07-01 | 3 | 2029-10-01 | 1 | 2029-11-01 | 0 | 2029-11-01 | 0 | 2029-11-01 | 3 | 8 | TBD | TBD | TBD | TBD | TBD | NO | NA | NA | NA | NO | NA | NO | NO | NA | NA | NA | NA | NA | NA | NA | NA | NA | NA | NA | NA | NA | NA | NA | NA | NA | NA | NA | NA | NA | NA | NA | NA | NA | NA | NA | NA | NA | NA | NA | NA | NA | NO | NO | NO | NO | SD | 60%
1089 | 2023-10-05 | 4 | 2024-02-05 | 0 | 2024-02-05 | 0 | 2024-02-05 | 3 | 2024-05-05 | 1 | 2024-06-05 | 0 | 2024-06-05 | 0 | 2024-06-05 | 3 | 8 | 5,1 | 4,8 | 3,36 | 3000 | 24,5 | NO | NA | NA | NA | NO | 25m² | NO | NO | 8 | 8 | 11 | 103000 | 64 | NA | NA | NA | NA | NA | NA | NA | NA | NA | NA | NA | NA | NA | NA | NA | NA | NA | NA | NA | NA | NA | NA | NA | NA | NA | NA | NA | NA | NO | NO | NO | NO | SD | 100%
1090 | 2023-07-07 | 3 | 2023-10-07 | 0 | 2023-10-07 | 0 | 2023-10-07 | 3 | 2024-01-07 | 1 | 2024-02-07 | 0 | 2024-02-07 | 0 | 2024-02-07 | 3 | 7 | TBD | TBD | TBD | TBD | TBD | NO | NA | NA | NA | NO | 10m² | NO | NO | NA | NA | NA | NA | NA | NA | NA | NA | NA | NA | NA | NA | NA | NA | NA | NA | NA | NA | NA | NA | NA | NA | NA | NA | NA | NA | NA | NA | NA | NA | NA | NA | NA | NO | NO | NO | NO | SD | 60%
1091 | 2023-07-05 | 4 | 2023-11-05 | 0 | 2023-11-05 | 0 | 2023-11-05 | 6 | 2024-05-05 | 1 | 2024-06-05 | 0 | 2024-06-05 | 0 | 2024-06-05 | 6 | 11 | 2 | 2 | 2 | 450 | 4 | NO | NA | NA | NO | NO | NA | NO | NO | 4,9 | 4,9 | 1,46 | 450 | 24 | NA | NA | NA | NA | NA | NA | NA | NA | NA | NA | NA | NA | NA | NA | NA | NA | NA | NA | NA | NA | NA | NA | NA | NA | NA | NA | NA | NA | NO | NO | NO | NO | SD | 100%
1092 | 2022-08-01 | 3 | 2022-11-01 | 0 | 2022-11-01 | 0 | 2022-11-01 | 3 | 2023-02-01 | 1 | 2023-03-01 | 0 | 2023-03-01 | 0 | 2023-03-01 | 3 | 7 | TBD | TBD | TBD | TBD | TBD | NA | NA | NA | NA | NA | NA | NA | NA | NA | NA | NA | NA | NA | NA | NA | NA | NA | NA | NA | NA | NA | NA | NA | NA | NA | NA | NA | NA | NA | NA | NA | NA | NA | NA | NA | NA | NA | NA | NA | NA | NA | NA | NA | NA | NA | NO SD | 0%
1093 | 2022-08-01 | 3 | 2022-11-01 | 0 | 2022-11-01 | 0 | 2022-11-01 | 3 | 2023-02-01 | 1 | 2023-03-01 | 0 | 2023-03-01 | 0 | 2023-03-01 | 3 | 7 | TBD | TBD | TBD | TBD | TBD | NA | NA | NA | NA | NA | NA | NA | NA | NA | NA | NA | NA | NA | NA | NA | NA | NA | NA | NA | NA | NA | NA | NA | NA | NA | NA | NA | NA | NA | NA | NA | NA | NA | NA | NA | NA | NA | NA | NA | NA | NA | NA | NA | NA | NA | NO SD | 0%
1095 | 2024-04-22 | 3 | 2024-07-22 | 0 | 2024-07-22 | 0 | 2024-07-22 | 3 | 2024-10-22 | 1 | 2024-11-22 | 0 | 2024-11-22 | 0 | 2024-11-22 | 3 | 7 | 6 ou 3 | 2,43 | 2,59 | 2300 ou 825 | 14,6 ou 7,3 | NA | NA | NA | NA | NA | NA | NA | NA | NA | NA | NA | NA | NA | NA | NA | NA | NA | NA | NA | NA | NA | NA | NA | NA | NA | NA | NA | NA | NA | NA | NA | NA | NA | NA | NA | NA | NA | NA | NA | NA | NA | NA | NA | NA | NA | NO SD | 100%
1096 | 2024-04-22 | 3 | 2024-07-22 | 0 | 2024-07-22 | 0 | 2024-07-22 | 3 | 2024-10-22 | 1 | 2024-11-22 | 0 | 2024-11-22 | 0 | 2024-11-22 | 3 | 7 | 6 ou 3 | 2,43 | 2,59 | 2300 ou 825 | 14,6 ou 7,3 | NA | NA | NA | NA | NA | NA | NA | NA | NA | NA | NA | NA | NA | NA | NA | NA | NA | NA | NA | NA | NA | NA | NA | NA | NA | NA | NA | NA | NA | NA | NA | NA | NA | NA | NA | NA | NA | NA | NA | NA | NA | NA | NA | NA | NA | NO SD | 100%
1097 | 2024-04-22 | 3 | 2024-07-22 | 0 | 2024-07-22 | 0 | 2024-07-22 | 3 | 2024-10-22 | 1 | 2024-11-22 | 0 | 2024-11-22 | 0 | 2024-11-22 | 3 | 7 | 6 ou 3 | 2,43 | 2,59 | 2300 ou 825 | 14,6 ou 7,3 | NA | NA | NA | NA | NA | NA | NA | NA | NA | NA | NA | NA | NA | NA | NA | NA | NA | NA | NA | NA | NA | NA | NA | NA | NA | NA | NA | NA | NA | NA | NA | NA | NA | NA | NA | NA | NA | NA | NA | NA | NA | NA | NA | NA | NA | NO SD | 100%
1098 | 2029-03-01 | 3 | 2029-06-01 | 0 | 2029-06-01 | 0 | 2029-06-01 | 6 | 2029-12-01 | 1 | 2030-01-01 | 0 | 2030-01-01 | 0 | 2030-01-01 | 6 | 10 | TBD | TBD | TBD | TBD | TBD | NA | NA | NA | NA | NA | NA | NA | NA | NA | NA | NA | NA | NA | NA | NA | NA | NA | NA | NA | NA | NA | NA | NA | NA | NA | NA | NA | NA | NA | NA | NA | NA | NA | NA | NA | NA | NA | NA | NA | NA | NA | NA | NA | NA | NA | SD | 0%
1099 | 2029-04-01 | 3 | 2029-07-01 | 0 | 2029-07-01 | 0 | 2029-07-01 | 3 | 2029-10-01 | 1 | 2029-11-01 | 0 | 2029-11-01 | 0 | 2029-11-01 | 3 | 7 | 6 ou 3 | 2,43 | 2,59 | 2300 ou 825 | 14,6 ou 7,3 | NA | NA | NA | NA | NA | NA | NA | NA | NA | NA | NA | NA | NA | NA | NA | NA | NA | NA | NA | NA | NA | NA | NA | NA | NA | NA | NA | NA | NA | NA | NA | NA | NA | NA | NA | NA | NA | NA | NA | NA | NA | NA | NA | NA | NA | NO SD | 100%
1100 | 2024-04-22 | 3 | 2024-07-22 | 0 | 2024-07-22 | 0 | 2024-07-22 | 3 | 2024-10-22 | 1 | 2024-11-22 | 0 | 2024-11-22 | 0 | 2024-11-22 | 3 | 7 | 6 ou 3 | 2,43 | 2,59 | 2300 ou 825 | 14,6 ou 7,3 | NA | NA | NA | NA | NA | NA | NA | NA | NA | NA | NA | NA | NA | NA | NA | NA | NA | NA | NA | NA | NA | NA | NA | NA | NA | NA | NA | NA | NA | NA | NA | NA | NA | NA | NA | NA | NA | NA | NA | NA | NA | NA | NA | NA | NA | NO SD | 100%
1102 | 2031-07-15 | 3 | 2031-10-15 | 0 | 2031-10-15 | 0 | 2031-10-15 | 6 | 2032-04-15 | 1 | 2032-05-15 | 0 | 2032-05-15 | 0 | 2032-05-15 | 6 | 10 | TBD | TBD | TBD | TBD | TBD | NA | NA | NA | NA | NA | NA | NA | NA | NA | NA | NA | NA | NA | NA | NA | NA | NA | NA | NA | NA | NA | NA | NA | NA | NA | NA | NA | NA | NA | NA | NA | NA | NA | NA | NA | NA | NA | NA | NA | NA | NA | NA | NA | NA | NA | NO SD | 0%
1103 | 2031-10-15 | 3 | 2032-01-15 | 0 | 2032-01-15 | 0 | 2032-01-15 | 3 | 2032-04-15 | 1 | 2032-05-15 | 0 | 2032-05-15 | 0 | 2032-05-15 | 3 | 7 | TBD | TBD | TBD | TBD | TBD | NA | NA | NA | NA | NA | NA | NA | NA | NA | NA | NA | NA | NA | NA | NA | NA | NA | NA | NA | NA | NA | NA | NA | NA | NA | NA | NA | NA | NA | NA | NA | NA | NA | NA | NA | NA | NA | NA | NA | NA | NA | NA | NA | NA | NA | SD | 0%
1104 | 2031-03-15 | 4 | 2031-07-15 | 0 | 2031-07-15 | 0 | 2031-07-15 | 9 | 2032-04-15 | 1 | 2032-05-15 | 0 | 2032-05-15 | 0 | 2032-05-15 | 9 | 14 | TBD | TBD | TBD | TBD | TBD | NO | NA | NA | NA | NO | NA | NO | NO | NA | NA | NA | NA | NA | NA | NA | NA | NA | NA | NA | NA | NA | NA | NA | NA | NA | NA | NA | NA | NA | NA | NA | NA | NA | NA | NA | NA | NA | NA | NA | NA | NA | NO | NO | NO | NO | SD | 60%
1105 | 2023-03-18 | 3 | 2023-06-18 | 3 | 2023-09-18 | 0 | 2023-09-18 | 9 | 2024-06-18 | 3 | 2024-09-18 | 0 | 2024-09-18 | 0 | 2024-09-18 | 12 | 18 | 10 | 6 | 1 | 10000 | 60 | NA | NA | NA | NA | NA | NA | NA | NA | NA | NA | NA | NA | NA | NA | NA | NA | NA | NA | NA | NA | NA | NA | NA | NA | NA | NA | NA | NA | NA | NA | NA | NA | NA | NA | NA | NA | NA | NA | NA | NA | NA | NA | NA | NA | NA | NO SD | 100%
1106 | 2024-09-13 | 0 | 2024-09-13 | 0 | 2024-09-13 | 0 | 2024-09-13 | 0 | 2024-09-13 | 0 | 2024-09-13 | 0 | 2024-09-13 | 0 | 2024-09-13 | 0 | 0 | TBD | TBD | TBD | TBD | TBD | NO | NA | NA | NA | NO | NA | NO | NO | NA | NA | NA | NA | NA | NA | NA | NA | NA | NA | NA | NA | NA | NA | NA | NA | NA | NA | NA | NA | NA | NA | NA | NA | NA | NA | NA | NA | NA | NA | NA | NA | NA | NO | NO | NO | NO | SD | 60%
1108 | 2022-08-12 | 4 | 2022-12-12 | 0 | 2022-12-12 | 0 | 2022-12-12 | 6 | 2023-06-12 | 1 | 2023-07-12 | 0 | 2023-07-12 | 0 | 2023-07-12 | 6 | 11 | TBD | TBD | TBD | TBD | TBD | NO | NA | NA | NA | NO | NA | NO | NO | NA | NA | NA | NA | NA | NA | NA | NA | NA | NA | NA | NA | NA | NA | NA | NA | NA | NA | NA | NA | NA | NA | NA | NA | NA | NA | NA | NA | NA | NA | NA | NA | NA | NO | NO | NO | NO | NO SD | 60%
1109 | 2027-10-26 | 0 | 2027-10-26 | 0 | 2027-10-26 | 0 | 2027-10-26 | 0 | 2027-10-26 | 0 | 2027-10-26 | 0 | 2027-10-26 | 0 | 2027-10-26 | 0 | 0 | TBD | TBD | TBD | TBD | TBD | NA | NA | NA | NA | NA | NA | NA | NA | NA | NA | NA | NA | NA | NA | NA | NA | NA | NA | NA | NA | NA | NA | NA | NA | NA | NA | NA | NA | NA | NA | NA | NA | NA | NA | NA | NA | NA | NA | NA | NA | NA | NA | NA | NA | NA | NO SD | 0%
1110 | 2023-05-16 | 3 | 2023-08-16 | 0 | 2023-08-16 | 0 | 2023-08-16 | 3 | 2023-11-16 | 1 | 2023-12-16 | 0 | 2023-12-16 | 0 | 2023-12-16 | 3 | 7 | TBD | TBD | TBD | TBD | TBD | NA | NA | NA | NA | NA | NA | NA | NA | NA | NA | NA | NA | NA | NA | NA | NA | NA | NA | NA | NA | NA | NA | NA | NA | NA | NA | NA | NA | NA | NA | NA | NA | NA | NA | NA | NA | NA | NA | NA | NA | NA | NA | NA | NA | NA | NO SD | 0%
1117 | 2024-02-07 | 3 | 2024-05-07 | 0 | 2024-05-07 | 0 | 2024-05-07 | 3 | 2024-08-07 | 1 | 2024-09-07 | 0 | 2024-09-07 | 0 | 2024-09-07 | 3 | 7 | 1,6 | 1,1 | 2 | 430 | 1,76 | NA | NA | NA | NA | NA | NA | NA | NA | NA | NA | NA | NA | NA | NA | NA | NA | NA | NA | NA | NA | NA | NA | NA | NA | NA | NA | NA | NA | NA | NA | NA | NA | NA | NA | NA | NA | NA | NA | NA | NA | NA | NA | NA | NA | NA | NO SD | 100%
1118 | 2025-03-03 | 4 | 2025-07-03 | 0 | 2025-07-03 | 0 | 2025-07-03 | 3 | 2025-10-03 | 1 | 2025-11-03 | 1 | 2025-12-03 | 0 | 2025-12-03 | 3 | 9 | TBD | TBD | TBD | TBD | TBD | NA | NA | NA | NA | NA | NA | NA | NA | TBD | TBD | TBD | TBD | TBD | TBD | TBD | TBD | NA | NA | NA | NA | NA | NA | NA | NA | TBD | TBD | TBD | NA | NA | NA | NA | NA | NA | NA | NA | NA | NA | TBD | TBD | TBD | TBD | NA | NA | NA | NA | NO SD | 0%
1119 | 2023-03-01 | 0 | 2023-03-01 | 0 | 2023-03-01 | 0 | 2023-03-01 | 0 | 2023-03-01 | 0 | 2023-03-01 | 0 | 2023-03-01 | 0 | 2023-03-01 | 0 | 0 | TBD | TBD | TBD | TBD | TBD | NA | NA | NA | NA | NA | NA | NA | NA | NA | NA | NA | NA | NA | NA | NA | NA | NA | NA | NA | NA | NA | NA | NA | NA | NA | NA | NA | NA | NA | NA | NA | NA | NA | NA | NA | NA | NA | NA | NA | NA | NA | NA | NA | NA | NA | NO SD | 0%
1120 | 2022-05-01 | 3 | 2022-08-01 | 0 | 2022-08-01 | 0 | 2022-08-01 | 6 | 2023-02-01 | 1 | 2023-03-01 | 0 | 2023-03-01 | 0 | 2023-03-01 | 6 | 10 | TBD | TBD | TBD | TBD | TBD | NA | NA | NA | NA | NA | NA | NA | NA | NA | NA | NA | NA | NA | NA | NA | NA | NA | NA | NA | NA | NA | NA | NA | NA | NA | NA | NA | NA | NA | NA | NA | NA | NA | NA | NA | NA | NA | NA | NA | NA | NA | NA | NA | NA | NA | NO SD | 0%
1121 | 2025-05-20 | 4 | 2025-09-20 | 0 | 2025-09-20 | 0 | 2025-09-20 | 3 | 2025-12-20 | 1 | 2026-01-20 | 0 | 2026-01-20 | 0 | 2026-01-20 | 3 | 8 | 6 ou 3 | 2,43 | 2,5 | 2300 ou 825 | 14,6 ou 7,3 | NA | NA | NA | NA | NA | NA | NA | NA | NA | NA | NA | NA | NA | NA | NA | NA | NA | NA | NA | NA | NA | NA | NA | NA | NA | NA | NA | NA | NA | NA | NA | NA | NA | NA | NA | NA | NA | NA | NA | NA | NA | NA | NA | NA | NA | NO SD | 100%
1122 | 2031-10-15 | 3 | 2032-01-15 | 0 | 2032-01-15 | 0 | 2032-01-15 | 3 | 2032-04-15 | 1 | 2032-05-15 | 0 | 2032-05-15 | 0 | 2032-05-15 | 3 | 7 | TBD | TBD | TBD | TBD | TBD | NA | NA | NA | NA | NA | NA | NA | NA | NA | NA | NA | NA | NA | NA | NA | NA | NA | NA | NA | NA | NA | NA | NA | NA | NA | NA | NA | NA | NA | NA | NA | NA | NA | NA | NA | NA | NA | NA | NA | NA | NA | NA | NA | NA | NA | NO SD | 0%
1123 | 2022-08-01 | 3 | 2022-11-01 | 0 | 2022-11-01 | 0 | 2022-11-01 | 3 | 2023-02-01 | 1 | 2023-03-01 | 0 | 2023-03-01 | 0 | 2023-03-01 | 3 | 7 | TBD | TBD | TBD | TBD | TBD | NA | NA | NA | NA | NA | NA | NA | NA | NA | NA | NA | NA | NA | NA | NA | NA | NA | NA | NA | NA | NA | NA | NA | NA | NA | NA | NA | NA | NA | NA | NA | NA | NA | NA | NA | NA | NA | NA | NA | NA | NA | NA | NA | NA | NA | NO SD | 0%
1124 | 2022-10-16 | 4 | 2023-02-16 | 0 | 2023-02-16 | 0 | 2023-02-16 | 9 | 2023-11-16 | 1 | 2023-12-16 | 0 | 2023-12-16 | 0 | 2023-12-16 | 9 | 14 | TBD | TBD | TBD | TBD | TBD | NA | NA | NA | NA | NA | NA | NA | NA | NA | NA | NA | NA | NA | NA | NA | NA | NA | NA | NA | NA | NA | NA | NA | NA | NA | NA | NA | NA | NA | NA | NA | NA | NA | NA | NA | NA | NA | NA | NA | NA | NA | NA | NA | NA | NA | SD | 0%
1125 | 2023-01-16 | 4 | 2023-05-16 | 0 | 2023-05-16 | 0 | 2023-05-16 | 6 | 2023-11-16 | 1 | 2023-12-16 | 0 | 2023-12-16 | 0 | 2023-12-16 | 6 | 11 | TBD | TBD | TBD | TBD | TBD | NA | NA | NA | NA | NA | NA | NA | NA | NA | NA | NA | NA | NA | NA | NA | NA | NA | NA | NA | NA | NA | NA | NA | NA | NA | NA | NA | NA | NA | NA | NA | NA | NA | NA | NA | NA | NA | NA | NA | NA | NA | NA | NA | NA | NA | SD | 0%
1126 | 2025-08-11 | 3 | 2025-11-11 | 0 | 2025-11-11 | 0 | 2025-11-11 | 6 | 2026-05-11 | 1 | 2026-06-11 | 0 | 2026-06-11 | 0 | 2026-06-11 | 6 | 10 | 5 | 3 | 0,8 | 3000 | 15 | NA | NA | NA | NA | NA | NA | NA | NA | NA | NA | NA | NA | NA | NA | NA | NA | NA | NA | NA | NA | NA | NA | NA | NA | NA | NA | NA | NA | NA | NA | NA | NA | NA | NA | NA | NA | NA | NA | NA | NA | NA | NA | NA | NA | NA | NO SD | 100%
1127 | 2022-05-01 | 3 | 2022-08-01 | 0 | 2022-08-01 | 0 | 2022-08-01 | 6 | 2023-02-01 | 1 | 2023-03-01 | 0 | 2023-03-01 | 0 | 2023-03-01 | 6 | 10 | 8 | 3 | 4 | 19000 | 24 | NA | NA | NA | NA | NA | NA | NA | NA | NA | NA | NA | NA | NA | NA | NA | NA | NA | NA | NA | NA | NA | NA | NA | NA | NA | NA | NA | NA | NA | NA | NA | NA | NA | NA | NA | NA | NA | NA | NA | NA | NA | NA | NA | NA | NA | NO SD | 100%
1129 | 2022-07-01 | 3 | 2022-10-01 | 0 | 2022-10-01 | 0 | 2022-10-01 | 3 | 2023-01-01 | 1 | 2023-02-01 | 1 | 2023-03-01 | 0 | 2023-03-01 | 3 | 8 | 0,74 | 0,68 | 2,36 | 135 | 0,5 | NA | NA | NA | NA | NA | NA | NA | NA | NA | NA | NA | NA | NA | NA | NA | NA | NA | NA | NA | NA | NA | NA | NA | NA | NA | NA | NA | NA | NA | NA | NA | NA | NA | NA | NA | NA | NA | NA | NA | NA | NA | NA | NA | NA | NA | NO SD | 100%
1130 | 2022-08-01 | 3 | 2022-11-01 | 0 | 2022-11-01 | 0 | 2022-11-01 | 3 | 2023-02-01 | 1 | 2023-03-01 | 0 | 2023-03-01 | 0 | 2023-03-01 | 3 | 7 | 4 | 2 | 2,4 | 500 | 8 | NA | NA | NA | NA | NA | NA | NA | NA | NA | NA | NA | NA | NA | NA | NA | NA | NA | NA | NA | NA | NA | NA | NA | NA | NA | NA | NA | NA | NA | NA | NA | NA | NA | NA | NA | NA | NA | NA | NA | NA | NA | NA | NA | NA | NA | NO SD | 100%
1135 | 2024-06-03 | 4 | 2024-10-03 | 0 | 2024-10-03 | 9 | 2025-07-03 | 3 | 2025-10-03 | 1 | 2025-11-03 | 1 | 2025-12-03 | 0 | 2025-12-03 | 12 | 18 | TBD | TBD | TBD | TBD | TBD | TBD | TBD | TBD | YES | TBD | TBD | YES | YES | 9 | 6 | TBD | TBD | 54 | TBD | TBD | TBD | TBD | TBD | TBD | TBD | TBD | TBD | TBD | TBD | TBD | TBD | TBD | TBD | TBD | TBD | TBD | TBD | TBD | TBD | TBD | TBD | TBD | TBD | TBD | TBD | TBD | NO | NO | YES | NO | NO SD | 20% | TOP35
1137 | 2024-06-03 | 4 | 2024-10-03 | 0 | 2024-10-03 | 9 | 2025-07-03 | 3 | 2025-10-03 | 1 | 2025-11-03 | 1 | 2025-12-03 | 0 | 2025-12-03 | 12 | 18 | TBD | TBD | TBD | TBD | TBD | NA | NA | NA | NA | NA | NA | YES | NA | TBD | TBD | TBD | TBD | TBD | TBD | TBD | TBD | TBD | TBD | TBD | NA | NA | NA | TBD | TBD | NA | NA | NA | TBD | TBD | TBD | NA | NA | TBD | TBD | TBD | TBD | TBD | Dust, chips | NA | NA | NA | NO | NO | NO | NO | NO SD | 20%
1139 | 2025-05-03 | 3 | 2025-08-03 | 0 | 2025-08-03 | 0 | 2025-08-03 | 3 | 2025-11-03 | 1 | 2025-12-03 | 0 | 2025-12-03 | 0 | 2025-12-03 | 3 | 7 | 0,5 | 0,4 | 0,15 | 15 | 0,2 | NA | NA | NA | NA | NA | NA | NA | NA | NA | NA | NA | NA | NA | NA | NA | NA | NA | NA | NA | NA | NA | NA | NA | NA | NA | NA | NA | NA | NA | NA | NA | NA | NA | NA | NA | NA | NA | NA | NA | NA | NA | NA | NA | NA | NA | NO SD | 100%
1140 | 2025-04-03 | 4 | 2025-08-03 | 0 | 2025-08-03 | 0 | 2025-08-03 | 3 | 2025-11-03 | 1 | 2025-12-03 | 0 | 2025-12-03 | 0 | 2025-12-03 | 3 | 8 | 1,15 | 0,35 | 1,15 | 40 | 0,403 | NA | NA | NA | NA | NA | NA | NA | NA | NA | NA | NA | NA | NA | NA | NA | NA | NA | NA | NA | NA | NA | NA | NA | NA | NA | NA | NA | NA | NA | NA | NA | NA | NA | NA | NA | NA | NA | NA | NA | NA | NA | NA | NA | NA | NA | NO SD | 100%
1142 | 2024-02-03 | 4 | 2024-06-03 | 3 | 2024-09-03 | 0 | 2024-09-03 | 9 | 2025-06-03 | 3 | 2025-09-03 | 0 | 2025-09-03 | 3 | 2025-12-03 | 12 | 22 | TBD | TBD | TBD | TBD | TBD | NA | NA | NA | NA | NA | NA | NA | NA | NA | NA | NA | NA | NA | NA | NA | NA | NA | NA | NA | NA | NA | NA | NA | NA | NA | NA | NA | NA | NA | NA | NA | NA | NA | NA | NA | NA | NA | NA | NA | NA | NA | NA | NA | NA | NA | NO SD | 0%
1143 | 2024-02-03 | 4 | 2024-06-03 | 3 | 2024-09-03 | 0 | 2024-09-03 | 9 | 2025-06-03 | 3 | 2025-09-03 | 0 | 2025-09-03 | 3 | 2025-12-03 | 12 | 22 | TBD | TBD | TBD | TBD | TBD | NA | NA | NA | NA | NA | NA | NA | NA | NA | NA | NA | NA | NA | NA | NA | NA | NA | NA | NA | NA | NA | NA | NA | NA | NA | NA | NA | NA | NA | NA | NA | NA | NA | NA | NA | NA | NA | NA | NA | NA | NA | NA | NA | NA | NA | NO SD | 0%
1144 | 2025-05-03 | 3 | 2025-08-03 | 0 | 2025-08-03 | 0 | 2025-08-03 | 3 | 2025-11-03 | 1 | 2025-12-03 | 0 | 2025-12-03 | 0 | 2025-12-03 | 3 | 7 | 1 | 0,8 | 0,6 | 230 | 0,8 | NA | NA | NA | NA | NA | NA | NA | NA | NA | NA | NA | NA | NA | NA | NA | NA | NA | NA | NA | NA | NA | NA | NA | NA | NA | NA | NA | NA | NA | NA | NA | NA | NA | NA | NA | NA | NA | NA | NA | NA | NA | NA | NA | NA | NA | NO SD | 100%
1146 | 2025-05-03 | 3 | 2025-08-03 | 0 | 2025-08-03 | 0 | 2025-08-03 | 3 | 2025-11-03 | 1 | 2025-12-03 | 0 | 2025-12-03 | 0 | 2025-12-03 | 3 | 7 | 1 | 0,3 | 0,5 | 60 | 0,3 | NA | NA | NA | NA | NA | NA | NA | NA | NA | NA | NA | NA | NA | NA | NA | NA | NA | NA | NA | NA | NA | NA | NA | NA | NA | NA | NA | NA | NA | NA | NA | NA | NA | NA | NA | NA | NA | NA | NA | NA | NA | NA | NA | NA | NA | NO SD | 100%
1147 | 2025-05-03 | 3 | 2025-08-03 | 0 | 2025-08-03 | 0 | 2025-08-03 | 3 | 2025-11-03 | 1 | 2025-12-03 | 0 | 2025-12-03 | 0 | 2025-12-03 | 3 | 7 | 0,9 | 0,4 | 0,5 | 90 | 0,36 | NA | NA | NA | NA | NA | NA | NA | NA | NA | NA | NA | NA | NA | NA | NA | NA | NA | NA | NA | NA | NA | NA | NA | NA | NA | NA | NA | NA | NA | NA | NA | NA | NA | NA | NA | NA | NA | NA | NA | NA | NA | NA | NA | NA | NA | NO SD | 100%
1156 | 2024-03-22 | 3 | 2024-06-22 | 0 | 2024-06-22 | 0 | 2024-06-22 | 3 | 2024-09-22 | 1 | 2024-10-22 | 1 | 2024-11-22 | 0 | 2024-11-22 | 3 | 8 | 0,91 | 0,44 | 1,1 | 90 | 0,4 | NA | NA | NA | NA | NA | NA | NA | NA | NA | NA | NA | NA | NA | NA | NA | NA | NA | NA | NA | NA | NA | NA | NA | NA | NA | NA | NA | NA | NA | NA | NA | NA | NA | NA | NA | NA | NA | NA | NA | NA | NA | NA | NA | NA | NA | NO SD | 100%
1159 | 2021-10-01 | 4 | 2022-02-01 | 0 | 2022-02-01 | 9 | 2022-11-01 | 3 | 2023-02-01 | 1 | 2023-03-01 | 0 | 2023-03-01 | 0 | 2023-03-01 | 12 | 17 | 1,15 | 0,35 | 1,15 | 40 | 0,403 | NO | NA | NA | NO | NO | NA | YES | NO | NA | NA | NA | NA | NA | NA | NA | NA | NA | NA | NA | NA | NA | NA | NA | NA | NA | NA | NA | NA | NA | NA | NA | NA | 220V Mono 50Hz | NA | NA | NA | NA | NA | NA | NA | NA | NO | NO | NO | NO | NO SD | 100%
1162 | 2023-07-18 | 4 | 2023-11-18 | 0 | 2023-11-18 | 0 | 2023-11-18 | 9 | 2024-08-18 | 1 | 2024-09-18 | 0 | 2024-09-18 | 0 | 2024-09-18 | 9 | 14 | 1 | 1 | 1 | 4000 | 1 | NA | NA | NA | NA | NA | NA | NA | NA | NA | NA | NA | NA | NA | NA | NA | NA | NA | NA | NA | NA | NA | NA | NA | NA | NA | NA | NA | NA | NA | NA | NA | NA | NA | NA | NA | NA | NA | NA | NA | NA | NA | NA | NA | NA | NA | possible | 100%
1164 | 2022-04-01 | 4 | 2022-08-01 | 0 | 2022-08-01 | 0 | 2022-08-01 | 6 | 2023-02-01 | 1 | 2023-03-01 | 0 | 2023-03-01 | 0 | 2023-03-01 | 6 | 11 | TBD | TBD | TBD | TBD | TBD | NA | NA | NA | NA | NA | NA | NA | NA | NA | NA | NA | NA | NA | NA | NA | NA | NA | NA | NA | NA | NA | NA | NA | NA | NA | NA | NA | NA | NA | NA | NA | NA | NA | NA | NA | NA | NA | NA | NA | NA | NA | NA | NA | NA | NA | SD | 0%
1165 | 2022-08-01 | 3 | 2022-11-01 | 0 | 2022-11-01 | 0 | 2022-11-01 | 3 | 2023-02-01 | 1 | 2023-03-01 | 0 | 2023-03-01 | 0 | 2023-03-01 | 3 | 7 | TBD | TBD | TBD | TBD | TBD | NA | NA | NA | NA | NA | NA | NA | NA | NA | NA | NA | NA | NA | NA | NA | NA | NA | NA | NA | NA | NA | NA | NA | NA | NA | NA | NA | NA | NA | NA | NA | NA | NA | NA | NA | NA | NA | NA | NA | NA | NA | NA | NA | NA | NA | SD | 0%
1166 | 2029-04-01 | 3 | 2029-07-01 | 0 | 2029-07-01 | 0 | 2029-07-01 | 3 | 2029-10-01 | 1 | 2029-11-01 | 0 | 2029-11-01 | 0 | 2029-11-01 | 3 | 7 | TBD | TBD | TBD | TBD | TBD | NA | NA | NA | NA | NA | NA | NA | NA | NA | NA | NA | NA | NA | NA | NA | NA | NA | NA | NA | NA | NA | NA | NA | NA | NA | NA | NA | NA | NA | NA | NA | NA | NA | NA | NA | NA | NA | NA | NA | NA | NA | NA | NA | NA | NA | NO SD | 0%
1167 | 2022-11-12 | 4 | 2023-03-12 | 0 | 2023-03-12 | 0 | 2023-03-12 | 3 | 2023-06-12 | 1 | 2023-07-12 | 0 | 2023-07-12 | 0 | 2023-07-12 | 3 | 8 | NA | NA | NA | NA | NA | NA | NA | NA | NA | NA | NA | NA | NA | NA | NA | NA | NA | NA | NA | NA | NA | NA | NA | NA | NA | NA | NA | NA | NA | NA | NA | NA | NA | NA | NA | NA | NA | NA | NA | NA | NA | NA | NA | NA | NA | NA | NA | NA | NA | NA | possible | 100%
1168 | 2031-10-15 | 3 | 2032-01-15 | 0 | 2032-01-15 | 0 | 2032-01-15 | 3 | 2032-04-15 | 1 | 2032-05-15 | 0 | 2032-05-15 | 0 | 2032-05-15 | 3 | 7 | TBD | TBD | TBD | TBD | TBD | NA | NA | NA | NA | NA | NA | NA | NA | NA | NA | NA | NA | NA | NA | NA | NA | NA | NA | NA | NA | NA | NA | NA | NA | NA | NA | NA | NA | NA | NA | NA | NA | NA | NA | NA | NA | NA | NA | NA | NA | NA | NA | NA | NA | NA | NO SD | 0%
1169 | 2030-04-15 | 3 | 2030-07-15 | 0 | 2030-07-15 | 0 | 2030-07-15 | 3 | 2030-10-15 | 1 | 2030-11-15 | 0 | 2030-11-15 | 0 | 2030-11-15 | 3 | 7 | 1,2 | 1 | 1,15 | 60 | 1,2 | NA | NA | NA | NA | NA | NA | NA | NA | NA | NA | NA | NA | NA | NA | NA | NA | NA | NA | NA | NA | NA | NA | NA | NA | NA | NA | NA | NA | NA | NA | NA | NA | NA | NA | NA | NA | NA | NA | NA | NA | NA | NA | NA | NA | NA | NO SD | 100%
1170 | 2030-07-15 | 4 | 2030-11-15 | 3 | 2031-02-15 | 0 | 2031-02-15 | 9 | 2031-11-15 | 3 | 2032-02-15 | 0 | 2032-02-15 | 3 | 2032-05-15 | 12 | 22 | TBD | TBD | TBD | TBD | TBD | NA | NA | NA | NA | NA | NA | NA | NA | NA | NA | NA | NA | NA | NA | NA | NA | NA | NA | NA | NA | NA | NA | NA | NA | NA | NA | NA | NA | NA | NA | NA | NA | NA | NA | NA | NA | NA | NA | NA | NA | NA | NA | NA | NA | NA | NO SD | 0%
1171 | 2030-07-15 | 4 | 2030-11-15 | 3 | 2031-02-15 | 0 | 2031-02-15 | 9 | 2031-11-15 | 3 | 2032-02-15 | 0 | 2032-02-15 | 3 | 2032-05-15 | 12 | 22 | TBD | TBD | TBD | TBD | TBD | NA | NA | NA | NA | NA | NA | NA | NA | NA | NA | NA | NA | NA | NA | NA | NA | NA | NA | NA | NA | NA | NA | NA | NA | NA | NA | NA | NA | NA | NA | NA | NA | NA | NA | NA | NA | NA | NA | NA | NA | NA | NA | NA | NA | NA | NO SD | 0%
1172 | 2029-01-15 | 4 | 2029-05-15 | 3 | 2029-08-15 | 0 | 2029-08-15 | 9 | 2030-05-15 | 3 | 2030-08-15 | 0 | 2030-08-15 | 3 | 2030-11-15 | 12 | 22 | TBD | TBD | TBD | TBD | TBD | NA | NA | NA | NA | NA | NA | NA | NA | NA | NA | NA | NA | NA | NA | NA | NA | NA | NA | NA | NA | NA | NA | NA | NA | NA | NA | NA | NA | NA | NA | NA | NA | NA | NA | NA | NA | NA | NA | NA | NA | NA | NA | NA | NA | NA | NO SD | 0%
1173 | 2030-11-15 | 3 | 2031-02-15 | 3 | 2031-05-15 | 0 | 2031-05-15 | 6 | 2031-11-15 | 3 | 2032-02-15 | 0 | 2032-02-15 | 3 | 2032-05-15 | 9 | 18 | TBD | TBD | TBD | TBD | TBD | NA | NA | NA | NA | NA | NA | NA | NA | NA | NA | NA | NA | NA | NA | NA | NA | NA | NA | NA | NA | NA | NA | NA | NA | NA | NA | NA | NA | NA | NA | NA | NA | NA | NA | NA | NA | NA | NA | NA | NA | NA | NA | NA | NA | NA | NO SD | 0%
1176 | 2029-04-01 | 3 | 2029-07-01 | 0 | 2029-07-01 | 0 | 2029-07-01 | 3 | 2029-10-01 | 1 | 2029-11-01 | 0 | 2029-11-01 | 0 | 2029-11-01 | 3 | 7 | TBD | TBD | TBD | TBD | TBD | NA | NA | NA | NA | NA | NA | NA | NA | NA | NA | NA | NA | NA | NA | NA | NA | NA | NA | NA | NA | NA | NA | NA | NA | NA | NA | NA | NA | NA | NA | NA | NA | NA | NA | NA | NA | NA | NA | NA | NA | NA | NA | NA | NA | NA | NO SD | 0%
1177 | 2023-05-16 | 3 | 2023-08-16 | 0 | 2023-08-16 | 0 | 2023-08-16 | 3 | 2023-11-16 | 1 | 2023-12-16 | 0 | 2023-12-16 | 0 | 2023-12-16 | 3 | 7 | 2,75 | 0,694 | 0,97 | 2330 | 1,9 | NA | NA | NA | NA | NA | NA | NA | NA | NA | NA | NA | NA | NA | NA | NA | NA | NA | NA | NA | NA | NA | NA | NA | NA | NA | NA | NA | NA | NA | NA | NA | NA | NA | NA | NA | NA | NA | NA | NA | NA | NA | NA | NA | NA | NA | NO SD | 100%
1179 | 2029-01-01 | 3 | 2029-04-01 | 0 | 2029-04-01 | 0 | 2029-04-01 | 6 | 2029-10-01 | 1 | 2029-11-01 | 0 | 2029-11-01 | 0 | 2029-11-01 | 6 | 10 | NA | NA | NA | ~700 | NA | NA | NA | NA | NA | NA | NA | NA | NA | NA | NA | NA | NA | NA | NA | NA | NA | NA | NA | NA | NA | NA | NA | NA | NA | NA | NA | NA | NA | NA | NA | NA | NA | NA | NA | NA | NA | NA | NA | NA | NA | NA | NA | NA | NA | NA | SD | 100%
1180 | 2023-05-16 | 3 | 2023-08-16 | 0 | 2023-08-16 | 0 | 2023-08-16 | 3 | 2023-11-16 | 1 | 2023-12-16 | 0 | 2023-12-16 | 0 | 2023-12-16 | 3 | 7 | 2 | 0,9 | 2,3 | 800 | 1,8 | NA | NA | NA | NA | NA | NA | NA | NA | NA | NA | NA | NA | NA | NA | NA | NA | NA | NA | NA | NA | NA | NA | NA | NA | NA | NA | NA | NA | NA | NA | NA | NA | NA | NA | NA | NA | NA | NA | NA | NA | NA | NA | NA | NA | NA | NO SD | 100%
1183 | 2024-06-03 | 4 | 2024-10-03 | 0 | 2024-10-03 | 9 | 2025-07-03 | 3 | 2025-10-03 | 1 | 2025-11-03 | 1 | 2025-12-03 | 0 | 2025-12-03 | 12 | 18 | 0,39 | 0,67 | 0,46 | 85 | 0,262 | NO | NA | NA | NO | NO | NA | YES | NO | 1,5 | 1,5 | 2,2 | 100 | 2,25 | NA | NA | NA | NA | NA | NA | NA | NA | NA | NA | NA | NA | NA | NA | NA | NA | NA | NA | NA | 230V Mono 50Hz - 400V Tri 50Hz | NA | NA | NA | NA | NA | NA | NA | NA | NO | NO | NO | NO | NO SD | 100%
1184 | 2024-06-03 | 4 | 2024-10-03 | 0 | 2024-10-03 | 9 | 2025-07-03 | 3 | 2025-10-03 | 1 | 2025-11-03 | 1 | 2025-12-03 | 0 | 2025-12-03 | 12 | 18 | 1 | 1 | 1,2 | 400 | 1 | NO | NA | NA | NO | NO | NA | YES | NO | 7 | 1 | 1,2 | 400 | 7 | NA | NA | NA | NA | NA | NA | NA | NA | NA | NA | NA | NA | NA | NA | NA | NA | NA | NA | NA | 400V Tri 50Hz | 6 | NA | NA | NA | NA | NA | NA | NA | NO | NO | NO | NO | NO SD | 100%
1185 | 2029-03-01 | 3 | 2029-06-01 | 0 | 2029-06-01 | 0 | 2029-06-01 | 6 | 2029-12-01 | 1 | 2030-01-01 | 0 | 2030-01-01 | 0 | 2030-01-01 | 6 | 10 | NA | NA | NA | NA | NA | NA | NA | NA | NA | NA | NA | NA | NA | NA | NA | NA | NA | NA | NA | NA | NA | NA | NA | NA | NA | NA | NA | NA | NA | NA | NA | NA | NA | NA | NA | NA | NA | NA | NA | NA | NA | NA | NA | NA | NA | NA | NA | NA | NA | NA | NO SD | 100%
1190 | 2022-08-01 | 3 | 2022-11-01 | 0 | 2022-11-01 | 0 | 2022-11-01 | 3 | 2023-02-01 | 1 | 2023-03-01 | 0 | 2023-03-01 | 0 | 2023-03-01 | 3 | 7 | 4,25 | 0,2 | 0,34 | 900 | 0,85 | NA | NA | NA | NA | NA | NA | NA | NA | NA | NA | NA | NA | NA | NA | NA | NA | NA | NA | NA | NA | NA | NA | NA | NA | NA | NA | NA | NA | NA | NA | NA | NA | NA | NA | NA | NA | NA | NA | NA | NA | NA | NA | NA | NA | NA | SD | 100%
1198 | 2022-04-01 | 4 | 2022-08-01 | 0 | 2022-08-01 | 0 | 2022-08-01 | 6 | 2023-02-01 | 1 | 2023-03-01 | 0 | 2023-03-01 | 0 | 2023-03-01 | 6 | 11 | 1,7 | 1,7 | 5 | TBD | 2,89 | NA | NA | NA | NA | NA | NA | NA | NA | NA | NA | NA | NA | NA | NA | NA | NA | NA | NA | NA | NA | NA | NA | NA | NA | NA | NA | NA | NA | NA | NA | NA | NA | NA | NA | NA | NA | NA | NA | NA | NA | NA | NA | NA | NA | NA | SD | 80%
1199 | 2021-09-01 | 4 | 2022-01-01 | 0 | 2022-01-01 | 9 | 2022-10-01 | 3 | 2023-01-01 | 1 | 2023-02-01 | 1 | 2023-03-01 | 0 | 2023-03-01 | 12 | 18 | NA | NA | NA | NA | NA | NA | NA | NA | NA | NA | NA | YES | YES | NA | NA | NA | NA | NA | NA | NA | NA | NA | NA | NA | NA | NA | NA | NA | NA | NA | NA | NA | NA | NA | NA | NA | NA | NA | NA | NA | NA | NA | NA | NA | NA | NA | NA | NA | NA | NA | NO SD | 10%
1200 | 2022-07-01 | 3 | 2022-10-01 | 0 | 2022-10-01 | 0 | 2022-10-01 | 3 | 2023-01-01 | 1 | 2023-02-01 | 1 | 2023-03-01 | 0 | 2023-03-01 | 3 | 8 | NA | NA | NA | NA | NA | NA | NA | NA | NA | NA | NA | NA | NA | NA | NA | NA | NA | NA | NA | NA | NA | NA | NA | NA | NA | NA | NA | NA | NA | NA | NA | NA | NA | NA | NA | NA | NA | NA | NA | NA | NA | NA | NA | NA | NA | NA | NA | NA | NA | NA | NO SD | 0%
1201 | 2023-09-13 | 4 | 2024-01-13 | 0 | 2024-01-13 | 0 | 2024-01-13 | 6 | 2024-07-13 | 1 | 2024-08-13 | 1 | 2024-09-13 | 0 | 2024-09-13 | 6 | 12 | TBD | TBD | TBD | TBD | TBD | NA | NA | NA | NA | NA | NA | NA | NA | NA | NA | NA | NA | NA | NA | NA | NA | NA | NA | NA | NA | NA | NA | NA | NA | NA | NA | NA | NA | NA | NA | NA | NA | NA | NA | NA | NA | NA | NA | NA | NA | NA | NA | NA | NA | NA | possible | 0%
1203 | 2023-08-05 | 3 | 2023-11-05 | 0 | 2023-11-05 | 0 | 2023-11-05 | 6 | 2024-05-05 | 1 | 2024-06-05 | 0 | 2024-06-05 | 0 | 2024-06-05 | 6 | 10 | TBD | TBD | TBD | TBD | TBD | NA | NA | NA | NA | NA | NA | NA | NA | NA | NA | NA | NA | NA | NA | NA | NA | NA | NA | NA | NA | NA | NA | NA | NA | NA | NA | NA | NA | NA | NA | NA | NA | NA | NA | NA | NA | NA | NA | NA | NA | NA | NA | NA | NA | NA | NO SD | 0%
1217 | 2022-04-01 | 4 | 2022-08-01 | 0 | 2022-08-01 | 0 | 2022-08-01 | 6 | 2023-02-01 | 1 | 2023-03-01 | 0 | 2023-03-01 | 0 | 2023-03-01 | 6 | 11 | TBD | TBD | TBD | TBD | TBD | NA | NA | NA | NA | NA | NA | NA | NA | NA | NA | NA | NA | NA | NA | NA | NA | NA | NA | NA | NA | NA | NA | NA | NA | NA | NA | NA | NA | NA | NA | NA | NA | NA | NA | NA | NA | NA | NA | NA | NA | NA | NA | NA | NA | NA | possible | 0%
1218 | 2027-08-01 | 4 | 2027-12-01 | 0 | 2027-12-01 | 0 | 2027-12-01 | 9 | 2028-09-01 | 1 | 2028-10-01 | 0 | 2028-10-01 | 0 | 2028-10-01 | 9 | 14 | TBD | TBD | TBD | TBD | TBD | NA | NA | NA | NA | NA | NA | NA | NA | NA | NA | NA | NA | NA | NA | NA | NA | NA | NA | NA | NA | NA | NA | NA | NA | NA | NA | NA | NA | NA | NA | NA | NA | NA | NA | NA | NA | NA | NA | NA | NA | NA | NA | NA | NA | NA | SD | 0%
1219 |  | 0 |  | 0 |  | 0 |  | 0 |  | 0 |  | 0 |  | 0 |  | 0 | 0 | TBD | TBD | TBD | TBD | TBD | TBD | TBD | TBD | TBD | TBD | TBD | TBD | TBD | TBD | TBD | TBD | TBD | TBD | TBD | TBD | TBD | TBD | TBD | TBD | TBD | TBD | TBD | TBD | TBD | TBD | TBD | TBD | TBD | TBD | TBD | TBD | TBD | TBD | TBD | TBD | TBD | TBD | TBD | TBD | TBD | TBD | TBD | TBD | TBD | TBD | NO SD | 0%
1220 |  | 0 |  | 0 |  | 0 |  | 0 |  | 0 |  | 0 |  | 0 |  | 0 | 0 | TBD | TBD | TBD | TBD | TBD | TBD | TBD | TBD | TBD | TBD | TBD | TBD | TBD | TBD | TBD | TBD | TBD | TBD | TBD | TBD | TBD | TBD | TBD | TBD | TBD | TBD | TBD | TBD | TBD | TBD | TBD | TBD | TBD | TBD | TBD | TBD | TBD | TBD | TBD | TBD | TBD | TBD | TBD | TBD | TBD | TBD | TBD | TBD | TBD | TBD | NO SD | 0%
1221 |  | 0 |  | 0 |  | 0 |  | 0 |  | 0 |  | 0 |  | 0 |  | 0 | 0 | TBD | TBD | TBD | TBD | TBD | TBD | TBD | TBD | TBD | TBD | TBD | TBD | TBD | TBD | TBD | TBD | TBD | TBD | TBD | TBD | TBD | TBD | TBD | TBD | TBD | TBD | TBD | TBD | TBD | TBD | TBD | TBD | TBD | TBD | TBD | TBD | TBD | TBD | TBD | TBD | TBD | TBD | TBD | TBD | TBD | TBD | TBD | TBD | TBD | TBD | NO SD | 0%
1222 |  | 0 |  | 0 |  | 0 |  | 0 |  | 0 |  | 0 |  | 0 |  | 0 | 0 | TBD | TBD | TBD | TBD | TBD | TBD | TBD | TBD | TBD | TBD | TBD | TBD | TBD | TBD | TBD | TBD | TBD | TBD | TBD | TBD | TBD | TBD | TBD | TBD | TBD | TBD | TBD | TBD | TBD | TBD | TBD | TBD | TBD | TBD | TBD | TBD | TBD | TBD | TBD | TBD | TBD | TBD | TBD | TBD | TBD | TBD | TBD | TBD | TBD | TBD | NO SD | 0%
1223 |  | 0 |  | 0 |  | 0 |  | 0 |  | 0 |  | 0 |  | 0 |  | 0 | 0 | TBD | TBD | TBD | TBD | TBD | TBD | TBD | TBD | TBD | TBD | TBD | TBD | TBD | TBD | TBD | TBD | TBD | TBD | TBD | TBD | TBD | TBD | TBD | TBD | TBD | TBD | TBD | TBD | TBD | TBD | TBD | TBD | TBD | TBD | TBD | TBD | TBD | TBD | TBD | TBD | TBD | TBD | TBD | TBD | TBD | TBD | TBD | TBD | TBD | TBD | NO SD | 0%
1224 |  | 0 |  | 0 |  | 0 |  | 0 |  | 0 |  | 0 |  | 0 |  | 0 | 0 | TBD | TBD | TBD | TBD | TBD | TBD | TBD | TBD | TBD | TBD | TBD | TBD | TBD | TBD | TBD | TBD | TBD | TBD | TBD | TBD | TBD | TBD | TBD | TBD | TBD | TBD | TBD | TBD | TBD | TBD | TBD | TBD | TBD | TBD | TBD | TBD | TBD | TBD | TBD | TBD | TBD | TBD | TBD | TBD | TBD | TBD | TBD | TBD | TBD | TBD | NO SD | 0%
1225 |  | 0 |  | 0 |  | 0 |  | 0 |  | 0 |  | 0 |  | 0 |  | 0 | 0 | TBD | TBD | TBD | TBD | TBD | TBD | TBD | TBD | TBD | TBD | TBD | TBD | TBD | TBD | TBD | TBD | TBD | TBD | TBD | TBD | TBD | TBD | TBD | TBD | TBD | TBD | TBD | TBD | TBD | TBD | TBD | TBD | TBD | TBD | TBD | TBD | TBD | TBD | TBD | TBD | TBD | TBD | TBD | TBD | TBD | TBD | TBD | TBD | TBD | TBD | NO SD | 0%
1226 |  | 0 |  | 0 |  | 0 |  | 0 |  | 0 |  | 0 |  | 0 |  | 0 | 0 | TBD | TBD | TBD | TBD | TBD | TBD | TBD | TBD | TBD | TBD | TBD | TBD | TBD | TBD | TBD | TBD | TBD | TBD | TBD | TBD | TBD | TBD | TBD | TBD | TBD | TBD | TBD | TBD | TBD | TBD | TBD | TBD | TBD | TBD | TBD | TBD | TBD | TBD | TBD | TBD | TBD | TBD | TBD | TBD | TBD | TBD | TBD | TBD | TBD | TBD | NO SD | 0%
1227 |  | 0 |  | 0 |  | 0 |  | 0 |  | 0 |  | 0 |  | 0 |  | 0 | 0 | TBD | TBD | TBD | TBD | TBD | TBD | TBD | TBD | TBD | TBD | TBD | TBD | TBD | TBD | TBD | TBD | TBD | TBD | TBD | TBD | TBD | TBD | TBD | TBD | TBD | TBD | TBD | TBD | TBD | TBD | TBD | TBD | TBD | TBD | TBD | TBD | TBD | TBD | TBD | TBD | TBD | TBD | TBD | TBD | TBD | TBD | TBD | TBD | TBD | TBD | NO SD | 0%
1228 |  | 0 |  | 0 |  | 0 |  | 0 |  | 0 |  | 0 |  | 0 |  | 0 | 0 | TBD | TBD | TBD | TBD | TBD | TBD | TBD | TBD | TBD | TBD | TBD | TBD | TBD | TBD | TBD | TBD | TBD | TBD | TBD | TBD | TBD | TBD | TBD | TBD | TBD | TBD | TBD | TBD | TBD | TBD | TBD | TBD | TBD | TBD | TBD | TBD | TBD | TBD | TBD | TBD | TBD | TBD | TBD | TBD | TBD | TBD | TBD | TBD | TBD | TBD | NO SD | 0%
1229 |  | 0 |  | 0 |  | 0 |  | 0 |  | 0 |  | 0 |  | 0 |  | 0 | 0 | TBD | TBD | TBD | TBD | TBD | TBD | TBD | TBD | TBD | TBD | TBD | TBD | TBD | TBD | TBD | TBD | TBD | TBD | TBD | TBD | TBD | TBD | TBD | TBD | TBD | TBD | TBD | TBD | TBD | TBD | TBD | TBD | TBD | TBD | TBD | TBD | TBD | TBD | TBD | TBD | TBD | TBD | TBD | TBD | TBD | TBD | TBD | TBD | TBD | TBD | NO SD | 0%
1230 |  | 0 |  | 0 |  | 0 |  | 0 |  | 0 |  | 0 |  | 0 |  | 0 | 0 | TBD | TBD | TBD | TBD | TBD | TBD | TBD | TBD | TBD | TBD | TBD | TBD | TBD | TBD | TBD | TBD | TBD | TBD | TBD | TBD | TBD | TBD | TBD | TBD | TBD | TBD | TBD | TBD | TBD | TBD | TBD | TBD | TBD | TBD | TBD | TBD | TBD | TBD | TBD | TBD | TBD | TBD | TBD | TBD | TBD | TBD | TBD | TBD | TBD | TBD | NO SD | 0%
1231 |  | TBD |  | TBD |  | 0 |  | TBD |  | TBD |  | TBD |  | TBD |  |  |  | TBD | TBD | TBD | TBD | TBD | TBD | TBD | TBD | TBD | TBD | TBD | TBD | TBD | TBD | TBD | TBD | TBD | TBD | TBD | TBD | TBD | TBD | TBD | TBD | TBD | TBD | TBD | TBD | TBD | TBD | TBD | TBD | TBD | TBD | TBD | TBD | TBD | TBD | TBD | TBD | TBD | TBD | TBD | TBD | TBD | TBD | TBD | TBD | TBD | TBD | NO SD | 0%
1232 |  | TBD |  | TBD |  | 0 |  | TBD |  | TBD |  | TBD |  | TBD |  |  |  | TBD | TBD | TBD | TBD | TBD | TBD | TBD | TBD | TBD | TBD | TBD | TBD | TBD | TBD | TBD | TBD | TBD | TBD | TBD | TBD | TBD | TBD | TBD | TBD | TBD | TBD | TBD | TBD | TBD | TBD | TBD | TBD | TBD | TBD | TBD | TBD | TBD | TBD | TBD | TBD | TBD | TBD | TBD | TBD | TBD | TBD | TBD | TBD | TBD | TBD | NO SD | 0%
1233 |  | TBD |  | TBD |  | 0 |  | TBD |  | TBD |  | TBD |  | TBD |  |  |  | TBD | TBD | TBD | TBD | TBD | TBD | TBD | TBD | TBD | TBD | TBD | TBD | TBD | TBD | TBD | TBD | TBD | TBD | TBD | TBD | TBD | TBD | TBD | TBD | TBD | TBD | TBD | TBD | TBD | TBD | TBD | TBD | TBD | TBD | TBD | TBD | TBD | TBD | TBD | TBD | TBD | TBD | TBD | TBD | TBD | TBD | TBD | TBD | TBD | TBD | NO SD | 0%
1234 |  | TBD |  | TBD |  | 0 |  | TBD |  | TBD |  | TBD |  | TBD |  |  |  | TBD | TBD | TBD | TBD | TBD | TBD | TBD | TBD | TBD | TBD | TBD | TBD | TBD | TBD | TBD | TBD | TBD | TBD | TBD | TBD | TBD | TBD | TBD | TBD | TBD | TBD | TBD | TBD | TBD | TBD | TBD | TBD | TBD | TBD | TBD | TBD | TBD | TBD | TBD | TBD | TBD | TBD | TBD | TBD | TBD | TBD | TBD | TBD | TBD | TBD | NO SD | 0%
1235 |  | TBD |  | TBD |  | 0 |  | TBD |  | TBD |  | TBD |  | TBD |  |  |  | TBD | TBD | TBD | TBD | TBD | TBD | TBD | TBD | TBD | TBD | TBD | TBD | TBD | TBD | TBD | TBD | TBD | TBD | TBD | TBD | TBD | TBD | TBD | TBD | TBD | TBD | TBD | TBD | TBD | TBD | TBD | TBD | TBD | TBD | TBD | TBD | TBD | TBD | TBD | TBD | TBD | TBD | TBD | TBD | TBD | TBD | TBD | TBD | TBD | TBD | NO SD | 0%
1236 |  | TBD |  | TBD |  | 0 |  | TBD |  | TBD |  | TBD |  | TBD |  |  |  | TBD | TBD | TBD | TBD | TBD | TBD | TBD | TBD | TBD | TBD | TBD | TBD | TBD | TBD | TBD | TBD | TBD | TBD | TBD | TBD | TBD | TBD | TBD | TBD | TBD | TBD | TBD | TBD | TBD | TBD | TBD | TBD | TBD | TBD | TBD | TBD | TBD | TBD | TBD | TBD | TBD | TBD | TBD | TBD | TBD | TBD | TBD | TBD | TBD | TBD | NO SD | 0%
1237 |  | TBD |  | TBD |  | 0 |  | TBD |  | TBD |  | TBD |  | TBD |  |  |  | TBD | TBD | TBD | TBD | TBD | TBD | TBD | TBD | TBD | TBD | TBD | TBD | TBD | TBD | TBD | TBD | TBD | TBD | TBD | TBD | TBD | TBD | TBD | TBD | TBD | TBD | TBD | TBD | TBD | TBD | TBD | TBD | TBD | TBD | TBD | TBD | TBD | TBD | TBD | TBD | TBD | TBD | TBD | TBD | TBD | TBD | TBD | TBD | TBD | TBD | NO SD | 0%
1238 |  | TBD |  | TBD |  | 0 |  | TBD |  | TBD |  | TBD |  | TBD |  |  |  | TBD | TBD | TBD | TBD | TBD | TBD | TBD | TBD | TBD | TBD | TBD | TBD | TBD | TBD | TBD | TBD | TBD | TBD | TBD | TBD | TBD | TBD | TBD | TBD | TBD | TBD | TBD | TBD | TBD | TBD | TBD | TBD | TBD | TBD | TBD | TBD | TBD | TBD | TBD | TBD | TBD | TBD | TBD | TBD | TBD | TBD | TBD | TBD | TBD | TBD | NO SD | 0%
1239 |  | TBD |  | TBD |  | 0 |  | TBD |  | TBD |  | TBD |  | TBD |  |  |  | TBD | TBD | TBD | TBD | TBD | TBD | TBD | TBD | TBD | TBD | TBD | TBD | TBD | TBD | TBD | TBD | TBD | TBD | TBD | TBD | TBD | TBD | TBD | TBD | TBD | TBD | TBD | TBD | TBD | TBD | TBD | TBD | TBD | TBD | TBD | TBD | TBD | TBD | TBD | TBD | TBD | TBD | TBD | TBD | TBD | TBD | TBD | TBD | TBD | TBD | NO SD | 0%
1240 |  | TBD |  | TBD |  | 0 |  | TBD |  | TBD |  | TBD |  | TBD |  |  |  | TBD | TBD | TBD | TBD | TBD | TBD | TBD | TBD | TBD | TBD | TBD | TBD | TBD | TBD | TBD | TBD | TBD | TBD | TBD | TBD | TBD | TBD | TBD | TBD | TBD | TBD | TBD | TBD | TBD | TBD | TBD | TBD | TBD | TBD | TBD | TBD | TBD | TBD | TBD | TBD | TBD | TBD | TBD | TBD | TBD | TBD | TBD | TBD | TBD | TBD | NO SD | 0%
1241 |  | TBD |  | TBD |  | 0 |  | TBD |  | TBD |  | TBD |  | TBD |  |  |  | TBD | TBD | TBD | TBD | TBD | TBD | TBD | TBD | TBD | TBD | TBD | TBD | TBD | TBD | TBD | TBD | TBD | TBD | TBD | TBD | TBD | TBD | TBD | TBD | TBD | TBD | TBD | TBD | TBD | TBD | TBD | TBD | TBD | TBD | TBD | TBD | TBD | TBD | TBD | TBD | TBD | TBD | TBD | TBD | TBD | TBD | TBD | TBD | TBD | TBD | NO SD | 0%
1242 |  | TBD |  | TBD |  | 0 |  | TBD |  | TBD |  | TBD |  | TBD |  |  |  | TBD | TBD | TBD | TBD | TBD | TBD | TBD | TBD | TBD | TBD | TBD | TBD | TBD | TBD | TBD | TBD | TBD | TBD | TBD | TBD | TBD | TBD | TBD | TBD | TBD | TBD | TBD | TBD | TBD | TBD | TBD | TBD | TBD | TBD | TBD | TBD | TBD | TBD | TBD | TBD | TBD | TBD | TBD | TBD | TBD | TBD | TBD | TBD | TBD | TBD | NO SD | 0%
1243 |  | TBD |  | TBD |  | 0 |  | TBD |  | TBD |  | TBD |  | TBD |  |  |  | TBD | TBD | TBD | TBD | TBD | TBD | TBD | TBD | TBD | TBD | TBD | TBD | TBD | TBD | TBD | TBD | TBD | TBD | TBD | TBD | TBD | TBD | TBD | TBD | TBD | TBD | TBD | TBD | TBD | TBD | TBD | TBD | TBD | TBD | TBD | TBD | TBD | TBD | TBD | TBD | TBD | TBD | TBD | TBD | TBD | TBD | TBD | TBD | TBD | TBD | NO SD | 0%
1244 |  | TBD |  | TBD |  | 0 |  | TBD |  | TBD |  | TBD |  | TBD |  |  |  | TBD | TBD | TBD | TBD | TBD | TBD | TBD | TBD | TBD | TBD | TBD | TBD | TBD | TBD | TBD | TBD | TBD | TBD | TBD | TBD | TBD | TBD | TBD | TBD | TBD | TBD | TBD | TBD | TBD | TBD | TBD | TBD | TBD | TBD | TBD | TBD | TBD | TBD | TBD | TBD | TBD | TBD | TBD | TBD | TBD | TBD | TBD | TBD | TBD | TBD | NO SD | 0%
1245 |  | TBD |  | TBD |  | 0 |  | TBD |  | TBD |  | TBD |  | TBD |  |  |  | TBD | TBD | TBD | TBD | TBD | TBD | TBD | TBD | TBD | TBD | TBD | TBD | TBD | TBD | TBD | TBD | TBD | TBD | TBD | TBD | TBD | TBD | TBD | TBD | TBD | TBD | TBD | TBD | TBD | TBD | TBD | TBD | TBD | TBD | TBD | TBD | TBD | TBD | TBD | TBD | TBD | TBD | TBD | TBD | TBD | TBD | TBD | TBD | TBD | TBD | NO SD | 0%
1246 |  | TBD |  | TBD |  | 0 |  | TBD |  | TBD |  | TBD |  | TBD |  |  |  | TBD | TBD | TBD | TBD | TBD | TBD | TBD | TBD | TBD | TBD | TBD | TBD | TBD | TBD | TBD | TBD | TBD | TBD | TBD | TBD | TBD | TBD | TBD | TBD | TBD | TBD | TBD | TBD | TBD | TBD | TBD | TBD | TBD | TBD | TBD | TBD | TBD | TBD | TBD | TBD | TBD | TBD | TBD | TBD | TBD | TBD | TBD | TBD | TBD | TBD | NO SD | 0%
1247 |  | TBD |  | TBD |  | 0 |  | TBD |  | TBD |  | TBD |  | TBD |  |  |  | TBD | TBD | TBD | TBD | TBD | TBD | TBD | TBD | TBD | TBD | TBD | TBD | TBD | TBD | TBD | TBD | TBD | TBD | TBD | TBD | TBD | TBD | TBD | TBD | TBD | TBD | TBD | TBD | TBD | TBD | TBD | TBD | TBD | TBD | TBD | TBD | TBD | TBD | TBD | TBD | TBD | TBD | TBD | TBD | TBD | TBD | TBD | TBD | TBD | TBD | NO SD | 0%
1248 |  | TBD |  | TBD |  | 0 |  | TBD |  | TBD |  | TBD |  | TBD |  |  |  | TBD | TBD | TBD | TBD | TBD | TBD | TBD | TBD | TBD | TBD | TBD | TBD | TBD | TBD | TBD | TBD | TBD | TBD | TBD | TBD | TBD | TBD | TBD | TBD | TBD | TBD | TBD | TBD | TBD | TBD | TBD | TBD | TBD | TBD | TBD | TBD | TBD | TBD | TBD | TBD | TBD | TBD | TBD | TBD | TBD | TBD | TBD | TBD | TBD | TBD | NO SD | 0%
1249 |  | TBD |  | TBD |  | 0 |  | TBD |  | TBD |  | TBD |  | TBD |  |  |  | TBD | TBD | TBD | TBD | TBD | TBD | TBD | TBD | TBD | TBD | TBD | TBD | TBD | TBD | TBD | TBD | TBD | TBD | TBD | TBD | TBD | TBD | TBD | TBD | TBD | TBD | TBD | TBD | TBD | TBD | TBD | TBD | TBD | TBD | TBD | TBD | TBD | TBD | TBD | TBD | TBD | TBD | TBD | TBD | TBD | TBD | TBD | TBD | TBD | TBD | NO SD | 0%
1250 |  | TBD |  | TBD |  | 0 |  | TBD |  | TBD |  | TBD |  | TBD |  |  |  | TBD | TBD | TBD | TBD | TBD | TBD | TBD | TBD | TBD | TBD | TBD | TBD | TBD | TBD | TBD | TBD | TBD | TBD | TBD | TBD | TBD | TBD | TBD | TBD | TBD | TBD | TBD | TBD | TBD | TBD | TBD | TBD | TBD | TBD | TBD | TBD | TBD | TBD | TBD | TBD | TBD | TBD | TBD | TBD | TBD | TBD | TBD | TBD | TBD | TBD | NO SD | 0%
1251 |  | TBD |  | TBD |  | 0 |  | TBD |  | TBD |  | TBD |  | TBD |  |  |  | TBD | TBD | TBD | TBD | TBD | TBD | TBD | TBD | TBD | TBD | TBD | TBD | TBD | TBD | TBD | TBD | TBD | TBD | TBD | TBD | TBD | TBD | TBD | TBD | TBD | TBD | TBD | TBD | TBD | TBD | TBD | TBD | TBD | TBD | TBD | TBD | TBD | TBD | TBD | TBD | TBD | TBD | TBD | TBD | TBD | TBD | TBD | TBD | TBD | TBD | NO SD | 0%
1252 |  | TBD |  | TBD |  | 0 |  | TBD |  | TBD |  | TBD |  | TBD |  |  |  | TBD | TBD | TBD | TBD | TBD | TBD | TBD | TBD | TBD | TBD | TBD | TBD | TBD | TBD | TBD | TBD | TBD | TBD | TBD | TBD | TBD | TBD | TBD | TBD | TBD | TBD | TBD | TBD | TBD | TBD | TBD | TBD | TBD | TBD | TBD | TBD | TBD | TBD | TBD | TBD | TBD | TBD | TBD | TBD | TBD | TBD | TBD | TBD | TBD | TBD | NO SD | 0%
1253 |  | TBD |  | TBD |  | 0 |  | TBD |  | TBD |  | TBD |  | TBD |  |  |  | TBD | TBD | TBD | TBD | TBD | TBD | TBD | TBD | TBD | TBD | TBD | TBD | TBD | TBD | TBD | TBD | TBD | TBD | TBD | TBD | TBD | TBD | TBD | TBD | TBD | TBD | TBD | TBD | TBD | TBD | TBD | TBD | TBD | TBD | TBD | TBD | TBD | TBD | TBD | TBD | TBD | TBD | TBD | TBD | TBD | TBD | TBD | TBD | TBD | TBD | NO SD | 0%
1254 |  | TBD |  | TBD |  | 0 |  | TBD |  | TBD |  | TBD |  | TBD |  |  |  | TBD | TBD | TBD | TBD | TBD | TBD | TBD | TBD | TBD | TBD | TBD | TBD | TBD | TBD | TBD | TBD | TBD | TBD | TBD | TBD | TBD | TBD | TBD | TBD | TBD | TBD | TBD | TBD | TBD | TBD | TBD | TBD | TBD | TBD | TBD | TBD | TBD | TBD | TBD | TBD | TBD | TBD | TBD | TBD | TBD | TBD | TBD | TBD | TBD | TBD | NO SD | 0%
1255 |  | TBD |  | TBD |  | 0 |  | TBD |  | TBD |  | TBD |  | TBD |  |  |  | TBD | TBD | TBD | TBD | TBD | TBD | TBD | TBD | TBD | TBD | TBD | TBD | TBD | TBD | TBD | TBD | TBD | TBD | TBD | TBD | TBD | TBD | TBD | TBD | TBD | TBD | TBD | TBD | TBD | TBD | TBD | TBD | TBD | TBD | TBD | TBD | TBD | TBD | TBD | TBD | TBD | TBD | TBD | TBD | TBD | TBD | TBD | TBD | TBD | TBD | NO SD | 0%
1256 |  | TBD |  | TBD |  | 0 |  | TBD |  | TBD |  | TBD |  | TBD |  |  |  | TBD | TBD | TBD | TBD | TBD | TBD | TBD | TBD | TBD | TBD | TBD | TBD | TBD | TBD | TBD | TBD | TBD | TBD | TBD | TBD | TBD | TBD | TBD | TBD | TBD | TBD | TBD | TBD | TBD | TBD | TBD | TBD | TBD | TBD | TBD | TBD | TBD | TBD | TBD | TBD | TBD | TBD | TBD | TBD | TBD | TBD | TBD | TBD | TBD | TBD | NO SD | 0%
1257 |  | TBD |  | TBD |  | 0 |  | TBD |  | TBD |  | TBD |  | TBD |  |  |  | TBD | TBD | TBD | TBD | TBD | TBD | TBD | TBD | TBD | TBD | TBD | TBD | TBD | TBD | TBD | TBD | TBD | TBD | TBD | TBD | TBD | TBD | TBD | TBD | TBD | TBD | TBD | TBD | TBD | TBD | TBD | TBD | TBD | TBD | TBD | TBD | TBD | TBD | TBD | TBD | TBD | TBD | TBD | TBD | TBD | TBD | TBD | TBD | TBD | TBD | NO SD | 0%
1258 |  | TBD |  | TBD |  | 0 |  | TBD |  | TBD |  | TBD |  | TBD |  |  |  | TBD | TBD | TBD | TBD | TBD | TBD | TBD | TBD | TBD | TBD | TBD | TBD | TBD | TBD | TBD | TBD | TBD | TBD | TBD | TBD | TBD | TBD | TBD | TBD | TBD | TBD | TBD | TBD | TBD | TBD | TBD | TBD | TBD | TBD | TBD | TBD | TBD | TBD | TBD | TBD | TBD | TBD | TBD | TBD | TBD | TBD | TBD | TBD | TBD | TBD | NO SD | 0%
1259 |  | TBD |  | TBD |  | 0 |  | TBD |  | TBD |  | TBD |  | TBD |  |  |  | TBD | TBD | TBD | TBD | TBD | TBD | TBD | TBD | TBD | TBD | TBD | TBD | TBD | TBD | TBD | TBD | TBD | TBD | TBD | TBD | TBD | TBD | TBD | TBD | TBD | TBD | TBD | TBD | TBD | TBD | TBD | TBD | TBD | TBD | TBD | TBD | TBD | TBD | TBD | TBD | TBD | TBD | TBD | TBD | TBD | TBD | TBD | TBD | TBD | TBD | NO SD | 0%
1260 |  | TBD |  | TBD |  | 0 |  | TBD |  | TBD |  | TBD |  | TBD |  |  |  | TBD | TBD | TBD | TBD | TBD | TBD | TBD | TBD | TBD | TBD | TBD | TBD | TBD | TBD | TBD | TBD | TBD | TBD | TBD | TBD | TBD | TBD | TBD | TBD | TBD | TBD | TBD | TBD | TBD | TBD | TBD | TBD | TBD | TBD | TBD | TBD | TBD | TBD | TBD | TBD | TBD | TBD | TBD | TBD | TBD | TBD | TBD | TBD | TBD | TBD | NO SD | 0%
1261 |  | TBD |  | TBD |  | 0 |  | TBD |  | TBD |  | TBD |  | TBD |  |  |  | TBD | TBD | TBD | TBD | TBD | TBD | TBD | TBD | TBD | TBD | TBD | TBD | TBD | TBD | TBD | TBD | TBD | TBD | TBD | TBD | TBD | TBD | TBD | TBD | TBD | TBD | TBD | TBD | TBD | TBD | TBD | TBD | TBD | TBD | TBD | TBD | TBD | TBD | TBD | TBD | TBD | TBD | TBD | TBD | TBD | TBD | TBD | TBD | TBD | TBD | NO SD | 0%
1262 |  | TBD |  | TBD |  | 0 |  | TBD |  | TBD |  | TBD |  | TBD |  |  |  | TBD | TBD | TBD | TBD | TBD | TBD | TBD | TBD | TBD | TBD | TBD | TBD | TBD | TBD | TBD | TBD | TBD | TBD | TBD | TBD | TBD | TBD | TBD | TBD | TBD | TBD | TBD | TBD | TBD | TBD | TBD | TBD | TBD | TBD | TBD | TBD | TBD | TBD | TBD | TBD | TBD | TBD | TBD | TBD | TBD | TBD | TBD | TBD | TBD | TBD | NO SD | 0%
1263 |  | TBD |  | TBD |  | 0 |  | TBD |  | TBD |  | TBD |  | TBD |  |  |  | TBD | TBD | TBD | TBD | TBD | TBD | TBD | TBD | TBD | TBD | TBD | TBD | TBD | TBD | TBD | TBD | TBD | TBD | TBD | TBD | TBD | TBD | TBD | TBD | TBD | TBD | TBD | TBD | TBD | TBD | TBD | TBD | TBD | TBD | TBD | TBD | TBD | TBD | TBD | TBD | TBD | TBD | TBD | TBD | TBD | TBD | TBD | TBD | TBD | TBD | NO SD | 0%
1264 |  | TBD |  | TBD |  | 0 |  | TBD |  | TBD |  | TBD |  | TBD |  |  |  | TBD | TBD | TBD | TBD | TBD | TBD | TBD | TBD | TBD | TBD | TBD | TBD | TBD | TBD | TBD | TBD | TBD | TBD | TBD | TBD | TBD | TBD | TBD | TBD | TBD | TBD | TBD | TBD | TBD | TBD | TBD | TBD | TBD | TBD | TBD | TBD | TBD | TBD | TBD | TBD | TBD | TBD | TBD | TBD | TBD | TBD | TBD | TBD | TBD | TBD | NO SD | 0%
1265 | 2023-03-01 | 0 | 2023-03-01 | 0 | 2023-03-01 | 0 | 2023-03-01 | 0 | 2023-03-01 | 0 | 2023-03-01 | 0 | 2023-03-01 | 0 | 2023-03-01 | 0 | 0 | TBD | TBD | TBD | TBD | TBD | TBD | TBD | TBD | TBD | TBD | TBD | TBD | TBD | TBD | TBD | TBD | TBD | TBD | TBD | TBD | TBD | TBD | TBD | TBD | TBD | TBD | TBD | TBD | TBD | TBD | TBD | TBD | TBD | TBD | TBD | TBD | TBD | TBD | TBD | TBD | TBD | TBD | TBD | TBD | TBD | TBD | TBD | TBD | TBD | TBD
1266 | 2023-03-01 | 0 | 2023-03-01 | 0 | 2023-03-01 | 0 | 2023-03-01 | 0 | 2023-03-01 | 0 | 2023-03-01 | 0 | 2023-03-01 | 0 | 2023-03-01 | 0 | 0 | TBD | TBD | TBD | TBD | TBD | TBD | TBD | TBD | TBD | TBD | TBD | TBD | TBD | TBD | TBD | TBD | TBD | TBD | TBD | TBD | TBD | TBD | TBD | TBD | TBD | TBD | TBD | TBD | TBD | TBD | TBD | TBD | TBD | TBD | TBD | TBD | TBD | TBD | TBD | TBD | TBD | TBD | TBD | TBD | TBD | TBD | TBD | TBD | TBD | TBD
1267 | 2023-03-01 | 0 | 2023-03-01 | 0 | 2023-03-01 | 0 | 2023-03-01 | 0 | 2023-03-01 | 0 | 2023-03-01 | 0 | 2023-03-01 | 0 | 2023-03-01 | 0 | 0 | TBD | TBD | TBD | TBD | TBD | TBD | TBD | TBD | TBD | TBD | TBD | TBD | TBD | TBD | TBD | TBD | TBD | TBD | TBD | TBD | TBD | TBD | TBD | TBD | TBD | TBD | TBD | TBD | TBD | TBD | TBD | TBD | TBD | TBD | TBD | TBD | TBD | TBD | TBD | TBD | TBD | TBD | TBD | TBD | TBD | TBD | TBD | TBD | TBD | TBD
1268 | 2023-03-01 | 0 | 2023-03-01 | 0 | 2023-03-01 | 0 | 2023-03-01 | 0 | 2023-03-01 | 0 | 2023-03-01 | 0 | 2023-03-01 | 0 | 2023-03-01 | 0 | 0 | TBD | TBD | TBD | TBD | TBD | TBD | TBD | TBD | TBD | TBD | TBD | TBD | TBD | TBD | TBD | TBD | TBD | TBD | TBD | TBD | TBD | TBD | TBD | TBD | TBD | TBD | TBD | TBD | TBD | TBD | TBD | TBD | TBD | TBD | TBD | TBD | TBD | TBD | TBD | TBD | TBD | TBD | TBD | TBD | TBD | TBD | TBD | TBD | TBD | TBD
1269 | 2023-03-01 | 0 | 2023-03-01 | 0 | 2023-03-01 | 0 | 2023-03-01 | 0 | 2023-03-01 | 0 | 2023-03-01 | 0 | 2023-03-01 | 0 | 2023-03-01 | 0 | 0 | TBD | TBD | TBD | TBD | TBD | TBD | TBD | TBD | TBD | TBD | TBD | TBD | TBD | TBD | TBD | TBD | TBD | TBD | TBD | TBD | TBD | TBD | TBD | TBD | TBD | TBD | TBD | TBD | TBD | TBD | TBD | TBD | TBD | TBD | TBD | TBD | TBD | TBD | TBD | TBD | TBD | TBD | TBD | TBD | TBD | TBD | TBD | TBD | TBD | TBD
1331 | 2023-03-01 | 0 | 2023-03-01 | 0 | 2023-03-01 | 0 | 2023-03-01 | 0 | 2023-03-01 | 0 | 2023-03-01 | 0 | 2023-03-01 | 0 | 2023-03-01 | 0 | 0 | TBD | TBD | TBD | TBD | TBD | TBD | TBD | TBD | TBD | TBD | TBD | TBD | TBD | TBD | TBD | TBD | TBD | TBD | TBD | TBD | TBD | TBD | TBD | TBD | TBD | TBD | TBD | TBD | TBD | TBD | TBD | TBD | TBD | TBD | TBD | TBD | TBD | TBD | TBD | TBD | TBD | TBD | TBD | TBD | TBD | TBD | TBD | TBD | TBD | TBD
1332 | 2023-03-01 | 0 | 2023-03-01 | 0 | 2023-03-01 | 0 | 2023-03-01 | 0 | 2023-03-01 | 0 | 2023-03-01 | 0 | 2023-03-01 | 0 | 2023-03-01 | 0 | 0 | TBD | TBD | TBD | TBD | TBD | TBD | TBD | TBD | TBD | TBD | TBD | TBD | TBD | TBD | TBD | TBD | TBD | TBD | TBD | TBD | TBD | TBD | TBD | TBD | TBD | TBD | TBD | TBD | TBD | TBD | TBD | TBD | TBD | TBD | TBD | TBD | TBD | TBD | TBD | TBD | TBD | TBD | TBD | TBD | TBD | TBD | TBD | TBD | TBD | TBD
1333 | 2023-03-01 | 0 | 2023-03-01 | 0 | 2023-03-01 | 0 | 2023-03-01 | 0 | 2023-03-01 | 0 | 2023-03-01 | 0 | 2023-03-01 | 0 | 2023-03-01 | 0 | 0 | TBD | TBD | TBD | TBD | TBD | TBD | TBD | TBD | TBD | TBD | TBD | TBD | TBD | TBD | TBD | TBD | TBD | TBD | TBD | TBD | TBD | TBD | TBD | TBD | TBD | TBD | TBD | TBD | TBD | TBD | TBD | TBD | TBD | TBD | TBD | TBD | TBD | TBD | TBD | TBD | TBD | TBD | TBD | TBD | TBD | TBD | TBD | TBD | TBD | TBD
1334 | 2023-03-01 | 0 | 2023-03-01 | 0 | 2023-03-01 | 0 | 2023-03-01 | 0 | 2023-03-01 | 0 | 2023-03-01 | 0 | 2023-03-01 | 0 | 2023-03-01 | 0 | 0 | TBD | TBD | TBD | TBD | TBD | TBD | TBD | TBD | TBD | TBD | TBD | TBD | TBD | TBD | TBD | TBD | TBD | TBD | TBD | TBD | TBD | TBD | TBD | TBD | TBD | TBD | TBD | TBD | TBD | TBD | TBD | TBD | TBD | TBD | TBD | TBD | TBD | TBD | TBD | TBD | TBD | TBD | TBD | TBD | TBD | TBD | TBD | TBD | TBD | TBD
1341 |  | TBD |  | TBD |  | 0 |  | TBD |  | TBD |  | TBD |  | TBD | 2026-12-26 |  |  | TBD | TBD | TBD | TBD | TBD | NA | NA | NA | NA | NA | NA | NA | NA | NA | NA | NA | NA | NA | NA | NA | NA | NA | NA | NA | NA | NA | NA | NA | NA | NA | NA | NA | NA | NA | NA | NA | NA | NA | NA | NA | NA | NA | NA | NA | NA | NA | NA | NA | NA | NA
1342 |  | TBD |  | TBD |  | 0 |  | TBD |  | TBD |  | TBD |  | TBD | 2023-03-01 |  |  | TBD | TBD | TBD | TBD | TBD | NA | NA | NA | NA | NA | NA | NA | NA | NA | NA | NA | NA | NA | NA | NA | NA | NA | NA | NA | NA | NA | NA | NA | NA | NA | NA | NA | NA | NA | NA | NA | NA | NA | NA | NA | NA | NA | NA | NA | NA | NA | NA | NA | NA | NA
1343 |  | TBD |  | TBD |  | 0 |  | TBD |  | TBD |  | TBD |  | TBD | 2026-12-26 |  |  | TBD | TBD | TBD | TBD | TBD | NA | NA | NA | NA | NA | NA | NA | NA | NA | NA | NA | NA | NA | NA | NA | NA | NA | NA | NA | NA | NA | NA | NA | NA | NA | NA | NA | NA | NA | NA | NA | NA | NA | NA | NA | NA | NA | NA | NA | NA | NA | NA | NA | NA | NA
1344 |  | TBD |  | TBD |  | 0 |  | TBD |  | TBD |  | TBD |  | TBD | 2026-12-26 |  |  | TBD | TBD | TBD | TBD | TBD | NA | NA | NA | NA | NA | NA | NA | NA | NA | NA | NA | NA | NA | NA | NA | NA | NA | NA | NA | NA | NA | NA | NA | NA | NA | NA | NA | NA | NA | NA | NA | NA | NA | NA | NA | NA | NA | NA | NA | NA | NA | NA | NA | NA | NA
1345 |  | TBD |  | TBD |  | 0 |  | TBD |  | TBD |  | TBD |  | TBD | 2026-12-26 |  |  | TBD | TBD | TBD | TBD | TBD | NA | NA | NA | NA | NA | NA | NA | NA | NA | NA | NA | NA | NA | NA | NA | NA | NA | NA | NA | NA | NA | NA | NA | NA | NA | NA | NA | NA | NA | NA | NA | NA | NA | NA | NA | NA | NA | NA | NA | NA | NA | NA | NA | NA | NA
1346 |  | TBD |  | TBD |  | 0 |  | TBD |  | TBD |  | TBD |  | TBD | 2026-12-26 |  |  | TBD | TBD | TBD | TBD | TBD | NA | NA | NA | NA | NA | NA | NA | NA | NA | NA | NA | NA | NA | NA | NA | NA | NA | NA | NA | NA | NA | NA | NA | NA | NA | NA | NA | NA | NA | NA | NA | NA | NA | NA | NA | NA | NA | NA | NA | NA | NA | NA | NA | NA | NA
1347 |  | TBD |  | TBD |  | 0 |  | TBD |  | TBD |  | TBD |  | TBD | 2026-12-26 |  |  | TBD | TBD | TBD | TBD | TBD | NA | NA | NA | NA | NA | NA | NA | NA | NA | NA | NA | NA | NA | NA | NA | NA | NA | NA | NA | NA | NA | NA | NA | NA | NA | NA | NA | NA | NA | NA | NA | NA | NA | NA | NA | NA | NA | NA | NA | NA | NA | NA | NA | NA | NA
1348 |  | TBD |  | TBD |  | 0 |  | TBD |  | TBD |  | TBD |  | TBD | 2026-12-26 |  |  | TBD | TBD | TBD | TBD | TBD | NA | NA | NA | NA | NA | NA | NA | NA | NA | NA | NA | NA | NA | NA | NA | NA | NA | NA | NA | NA | NA | NA | NA | NA | NA | NA | NA | NA | NA | NA | NA | NA | NA | NA | NA | NA | NA | NA | NA | NA | NA | NA | NA | NA | NA
1349 |  | TBD |  | TBD |  | 0 |  | TBD |  | TBD |  | TBD |  | TBD | 2023-03-01 |  |  | TBD | TBD | TBD | TBD | TBD | NA | NA | NA | NA | NA | NA | NA | NA | NA | NA | NA | NA | NA | NA | NA | NA | NA | NA | NA | NA | NA | NA | NA | NA | NA | NA | NA | NA | NA | NA | NA | NA | NA | NA | NA | NA | NA | NA | NA | NA | NA | NA | NA | NA | NA
1350 |  | TBD |  | TBD |  | 0 |  | TBD |  | TBD |  | TBD |  | TBD | 2026-12-26 |  |  | TBD | TBD | TBD | TBD | TBD | NA | NA | NA | NA | NA | NA | NA | NA | NA | NA | NA | NA | NA | NA | NA | NA | NA | NA | NA | NA | NA | NA | NA | NA | NA | NA | NA | NA | NA | NA | NA | NA | NA | NA | NA | NA | NA | NA | NA | NA | NA | NA | NA | NA | NA
1351 |  | TBD |  | TBD |  | 0 |  | TBD |  | TBD |  | TBD |  | TBD | 2026-12-26 |  |  | TBD | TBD | TBD | TBD | TBD | NA | NA | NA | NA | NA | NA | NA | NA | NA | NA | NA | NA | NA | NA | NA | NA | NA | NA | NA | NA | NA | NA | NA | NA | NA | NA | NA | NA | NA | NA | NA | NA | NA | NA | NA | NA | NA | NA | NA | NA | NA | NA | NA | NA | NA
1352 |  | TBD |  | TBD |  | 0 |  | TBD |  | TBD |  | TBD |  | TBD | 2026-12-26 |  |  | TBD | TBD | TBD | TBD | TBD | NA | NA | NA | NA | NA | NA | NA | NA | NA | NA | NA | NA | NA | NA | NA | NA | NA | NA | NA | NA | NA | NA | NA | NA | NA | NA | NA | NA | NA | NA | NA | NA | NA | NA | NA | NA | NA | NA | NA | NA | NA | NA | NA | NA | NA
1353 |  | TBD |  | TBD |  | 0 |  | TBD |  | TBD |  | TBD |  | TBD | 2026-12-26 |  |  | TBD | TBD | TBD | TBD | TBD | NA | NA | NA | NA | NA | NA | NA | NA | NA | NA | NA | NA | NA | NA | NA | NA | NA | NA | NA | NA | NA | NA | NA | NA | NA | NA | NA | NA | NA | NA | NA | NA | NA | NA | NA | NA | NA | NA | NA | NA | NA | NA | NA | NA | NA
1354 |  | TBD |  | TBD |  | 0 |  | TBD |  | TBD |  | TBD |  | TBD | 2023-03-01 |  |  | TBD | TBD | TBD | TBD | TBD | NA | NA | NA | NA | NA | NA | NA | NA | NA | NA | NA | NA | NA | NA | NA | NA | NA | NA | NA | NA | NA | NA | NA | NA | NA | NA | NA | NA | NA | NA | NA | NA | NA | NA | NA | NA | NA | NA | NA | NA | NA | NA | NA | NA | NA
1355 |  | TBD |  | TBD |  | 0 |  | TBD |  | TBD |  | TBD |  | TBD | 2023-03-01 |  |  | TBD | TBD | TBD | TBD | TBD | TBD | TBD | TBD | TBD | TBD | TBD | TBD | TBD | TBD | TBD | TBD | TBD | TBD | TBD | TBD | TBD | TBD | TBD | TBD | TBD | TBD | TBD | TBD | TBD | TBD | TBD | TBD | TBD | TBD | TBD | TBD | TBD | TBD | TBD | TBD | TBD | TBD | TBD | TBD | TBD | TBD | TBD | TBD | TBD | TBD
1356 |  | TBD |  | TBD |  | 0 |  | TBD |  | TBD |  | TBD |  | TBD | 2026-12-26 |  |  | TBD | TBD | TBD | TBD | TBD | TBD | TBD | TBD | TBD | TBD | TBD | TBD | TBD | TBD | TBD | TBD | TBD | TBD | TBD | TBD | TBD | TBD | TBD | TBD | TBD | TBD | TBD | TBD | TBD | TBD | TBD | TBD | TBD | TBD | TBD | TBD | TBD | TBD | TBD | TBD | TBD | TBD | TBD | TBD | TBD | TBD | TBD | TBD | TBD | TBD
1357 |  | TBD |  | TBD |  | 0 |  | TBD |  | TBD |  | TBD |  | TBD | 2026-12-26 |  |  | TBD | TBD | TBD | TBD | TBD | TBD | TBD | TBD | TBD | TBD | TBD | TBD | TBD | TBD | TBD | TBD | TBD | TBD | TBD | TBD | TBD | TBD | TBD | TBD | TBD | TBD | TBD | TBD | TBD | TBD | TBD | TBD | TBD | TBD | TBD | TBD | TBD | TBD | TBD | TBD | TBD | TBD | TBD | TBD | TBD | TBD | TBD | TBD | TBD | TBD
1358 |  | TBD |  | TBD |  | 0 |  | TBD |  | TBD |  | TBD |  | TBD | 2026-12-26 |  |  | TBD | TBD | TBD | TBD | TBD | TBD | TBD | TBD | TBD | TBD | TBD | TBD | TBD | TBD | TBD | TBD | TBD | TBD | TBD | TBD | TBD | TBD | TBD | TBD | TBD | TBD | TBD | TBD | TBD | TBD | TBD | TBD | TBD | TBD | TBD | TBD | TBD | TBD | TBD | TBD | TBD | TBD | TBD | TBD | TBD | TBD | TBD | TBD | TBD | TBD
1359 |  | TBD |  | TBD |  | 0 |  | TBD |  | TBD |  | TBD |  | TBD | 2023-03-01 |  |  | TBD | TBD | TBD | TBD | TBD | TBD | TBD | TBD | TBD | TBD | TBD | TBD | TBD | TBD | TBD | TBD | TBD | TBD | TBD | TBD | TBD | TBD | TBD | TBD | TBD | TBD | TBD | TBD | TBD | TBD | TBD | TBD | TBD | TBD | TBD | TBD | TBD | TBD | TBD | TBD | TBD | TBD | TBD | TBD | TBD | TBD | TBD | TBD | TBD | TBD
1360 |  | TBD |  | TBD |  | 0 |  | TBD |  | TBD |  | TBD |  | TBD | 2023-03-01 |  |  | TBD | TBD | TBD | TBD | TBD | TBD | TBD | TBD | TBD | TBD | TBD | TBD | TBD | TBD | TBD | TBD | TBD | TBD | TBD | TBD | TBD | TBD | TBD | TBD | TBD | TBD | TBD | TBD | TBD | TBD | TBD | TBD | TBD | TBD | TBD | TBD | TBD | TBD | TBD | TBD | TBD | TBD | TBD | TBD | TBD | TBD | TBD | TBD | TBD | TBD
1361 |  | TBD |  | TBD |  | 0 |  | TBD |  | TBD |  | TBD |  | TBD | 2026-12-26 |  |  | TBD | TBD | TBD | TBD | TBD | TBD | TBD | TBD | TBD | TBD | TBD | TBD | TBD | TBD | TBD | TBD | TBD | TBD | TBD | TBD | TBD | TBD | TBD | TBD | TBD | TBD | TBD | TBD | TBD | TBD | TBD | TBD | TBD | TBD | TBD | TBD | TBD | TBD | TBD | TBD | TBD | TBD | TBD | TBD | TBD | TBD | TBD | TBD | TBD | TBD
1362 |  | TBD |  | TBD |  | 0 |  | TBD |  | TBD |  | TBD |  | TBD | 2026-12-26 |  |  | TBD | TBD | TBD | TBD | TBD | TBD | TBD | TBD | TBD | TBD | TBD | TBD | TBD | TBD | TBD | TBD | TBD | TBD | TBD | TBD | TBD | TBD | TBD | TBD | TBD | TBD | TBD | TBD | TBD | TBD | TBD | TBD | TBD | TBD | TBD | TBD | TBD | TBD | TBD | TBD | TBD | TBD | TBD | TBD | TBD | TBD | TBD | TBD | TBD | TBD
1363 | 2022-08-01 | 3 | 2022-11-01 | 0 | 2022-11-01 | 0 | 2022-11-01 | 3 | 2023-02-01 | 1 | 2023-03-01 | 0 | 2023-03-01 | 0 | 2023-03-01 | 3 | 7 | 1,5 | 0,7 | 2,2 | TBD | TBD | NA | NA | NA | NA | NA | NA | NA | NA | NA | NA | NA | NA | NA | NA | NA | NA | NA | NA | NA | NA | NA | NA | NA | NA | NA | NA | NA | NA | NA | NA | NA | NA | NA | NA | NA | NA | NA | NA | NA | NA | NA | NA | NA | NA | NA
1364 | 2024-06-05 | 0 | 2024-06-05 | 0 | 2024-06-05 | 0 | 2024-06-05 | 0 | 2024-06-05 | 0 | 2024-06-05 | 0 | 2024-06-05 | 0 | 2024-06-05 | 0 | 0 | TBD | TBD | TBD | TBD | TBD | NA | NA | NA | NA | NA | NA | NA | NA | NA | NA | NA | NA | NA | NA | NA | NA | NA | NA | NA | NA | NA | NA | NA | NA | NA | NA | NA | NA | NA | NA | NA | NA | NA | NA | NA | NA | NA | NA | NA | NA | NA | NA | NA | NA | NA
1365 | 2022-08-01 | 3 | 2022-11-01 | 0 | 2022-11-01 | 0 | 2022-11-01 | 3 | 2023-02-01 | 1 | 2023-03-01 | 0 | 2023-03-01 | 0 | 2023-03-01 | 3 | 7 | See Lot Details | See Lot Details | See Lot Details | See Lot Details | See Lot Details | NA | NA | NA | NA | NA | NA | NA | NA | NA | NA | NA | NA | NA | NA | NA | NA | NA | NA | NA | NA | NA | NA | NA | NA | NA | NA | NA | NA | NA | NA | NA | NA | NA | NA | NA | NA | NA | NA | NA | NA | NA | NA | NA | NA | NA
1366 | 2022-08-01 | 3 | 2022-11-01 | 0 | 2022-11-01 | 0 | 2022-11-01 | 3 | 2023-02-01 | 1 | 2023-03-01 | 0 | 2023-03-01 | 0 | 2023-03-01 | 3 | 7 | See Lot Details | See Lot Details | See Lot Details | See Lot Details | See Lot Details | NA | NA | NA | NA | NA | NA | NA | NA | NA | NA | NA | NA | NA | NA | NA | NA | NA | NA | NA | NA | NA | NA | NA | NA | NA | NA | NA | NA | NA | NA | NA | NA | NA | NA | NA | NA | NA | NA | NA | NA | NA | NA | NA | NA | NA
1367 | 2022-08-01 | 3 | 2022-11-01 | 0 | 2022-11-01 | 0 | 2022-11-01 | 3 | 2023-02-01 | 1 | 2023-03-01 | 0 | 2023-03-01 | 0 | 2023-03-01 | 3 | 7 | See Lot Details | See Lot Details | See Lot Details | See Lot Details | See Lot Details | NA | NA | NA | NA | NA | NA | NA | NA | NA | NA | NA | NA | NA | NA | NA | NA | NA | NA | NA | NA | NA | NA | NA | NA | NA | NA | NA | NA | NA | NA | NA | NA | NA | NA | NA | NA | NA | NA | NA | NA | NA | NA | NA | NA | NA
1368 | 2022-08-01 | 3 | 2022-11-01 | 0 | 2022-11-01 | 0 | 2022-11-01 | 3 | 2023-02-01 | 1 | 2023-03-01 | 0 | 2023-03-01 | 0 | 2023-03-01 | 3 | 7 | See Lot Details | See Lot Details | See Lot Details | See Lot Details | See Lot Details | NA | NA | NA | NA | NA | NA | NA | NA | NA | NA | NA | NA | NA | NA | NA | NA | NA | NA | NA | NA | NA | NA | NA | NA | NA | NA | NA | NA | NA | NA | NA | NA | NA | NA | NA | NA | NA | NA | NA | NA | NA | NA | NA | NA | NA
1369 | 2022-08-01 | 3 | 2022-11-01 | 0 | 2022-11-01 | 0 | 2022-11-01 | 3 | 2023-02-01 | 1 | 2023-03-01 | 0 | 2023-03-01 | 0 | 2023-03-01 | 3 | 7 | See Lot Details | See Lot Details | See Lot Details | See Lot Details | See Lot Details | NA | NA | NA | NA | NA | NA | NA | NA | NA | NA | NA | NA | NA | NA | NA | NA | NA | NA | NA | NA | NA | NA | NA | NA | NA | NA | NA | NA | NA | NA | NA | NA | NA | NA | NA | NA | NA | NA | NA | NA | NA | NA | NA | NA | NA
1370 | 2022-08-01 | 3 | 2022-11-01 | 0 | 2022-11-01 | 0 | 2022-11-01 | 3 | 2023-02-01 | 1 | 2023-03-01 | 0 | 2023-03-01 | 0 | 2023-03-01 | 3 | 7 | See Lot Details | See Lot Details | See Lot Details | See Lot Details | See Lot Details | NA | NA | NA | NA | NA | NA | NA | NA | NA | NA | NA | NA | NA | NA | NA | NA | NA | NA | NA | NA | NA | NA | NA | NA | NA | NA | NA | NA | NA | NA | NA | NA | NA | NA | NA | NA | NA | NA | NA | NA | NA | NA | NA | NA | NA
1371 | 2022-02-01 | 9 | 2022-11-01 | 0 | 2022-11-01 | 0 | 2022-11-01 | 3 | 2023-02-01 | 1 | 2023-03-01 | 0 | 2023-03-01 | 0 | 2023-03-01 | 3 | 13 | See Lot Details | See Lot Details | See Lot Details | See Lot Details | See Lot Details | NA | NA | NA | NA | NA | NA | NA | NA | NA | NA | NA | NA | NA | NA | NA | NA | NA | NA | NA | NA | NA | NA | NA | NA | NA | NA | NA | NA | NA | NA | NA | NA | NA | NA | NA | NA | NA | NA | NA | NA | NA | NA | NA | NA | NA
1372 | 2022-08-01 | 3 | 2022-11-01 | 0 | 2022-11-01 | 0 | 2022-11-01 | 3 | 2023-02-01 | 1 | 2023-03-01 | 0 | 2023-03-01 | 0 | 2023-03-01 | 3 | 7 | See Lot Details | See Lot Details | See Lot Details | See Lot Details | See Lot Details | NA | NA | NA | NA | NA | NA | NA | NA | NA | NA | NA | NA | NA | NA | NA | NA | NA | NA | NA | NA | NA | NA | NA | NA | NA | NA | NA | NA | NA | NA | NA | NA | NA | NA | NA | NA | NA | NA | NA | NA | NA | NA | NA | NA | NA
1373 | 2022-08-01 | 3 | 2022-11-01 | 0 | 2022-11-01 | 0 | 2022-11-01 | 3 | 2023-02-01 | 1 | 2023-03-01 | 0 | 2023-03-01 | 0 | 2023-03-01 | 3 | 7 | See Lot Details | See Lot Details | See Lot Details | See Lot Details | See Lot Details | NA | NA | NA | NA | NA | NA | NA | NA | NA | NA | NA | NA | NA | NA | NA | NA | NA | NA | NA | NA | NA | NA | NA | NA | NA | NA | NA | NA | NA | NA | NA | NA | NA | NA | NA | NA | NA | NA | NA | NA | NA | NA | NA | NA | NA
1374 | 2022-08-01 | 3 | 2022-11-01 | 0 | 2022-11-01 | 0 | 2022-11-01 | 3 | 2023-02-01 | 1 | 2023-03-01 | 0 | 2023-03-01 | 0 | 2023-03-01 | 3 | 7 | See Lot Details | See Lot Details | See Lot Details | See Lot Details | See Lot Details | NA | NA | NA | NA | NA | NA | NA | NA | NA | NA | NA | NA | NA | NA | NA | NA | NA | NA | NA | NA | NA | NA | NA | NA | NA | NA | NA | NA | NA | NA | NA | NA | NA | NA | NA | NA | NA | NA | NA | NA | NA | NA | NA | NA | NA
1375 | 2022-08-01 | 3 | 2022-11-01 | 0 | 2022-11-01 | 0 | 2022-11-01 | 3 | 2023-02-01 | 1 | 2023-03-01 | 0 | 2023-03-01 | 0 | 2023-03-01 | 3 | 7 | See Lot Details | See Lot Details | See Lot Details | See Lot Details | See Lot Details | NA | NA | NA | NA | NA | NA | NA | NA | NA | NA | NA | NA | NA | NA | NA | NA | NA | NA | NA | NA | NA | NA | NA | NA | NA | NA | NA | NA | NA | NA | NA | NA | NA | NA | NA | NA | NA | NA | NA | NA | NA | NA | NA | NA | NA
1376 | 2022-08-01 | 3 | 2022-11-01 | 0 | 2022-11-01 | 0 | 2022-11-01 | 3 | 2023-02-01 | 1 | 2023-03-01 | 0 | 2023-03-01 | 0 | 2023-03-01 | 3 | 7 | See Lot Details | See Lot Details | See Lot Details | See Lot Details | See Lot Details | NA | NA | NA | NA | NA | NA | NA | NA | NA | NA | NA | NA | NA | NA | NA | NA | NA | NA | NA | NA | NA | NA | NA | NA | NA | NA | NA | NA | NA | NA | NA | NA | NA | NA | NA | NA | NA | NA | NA | NA | NA | NA | NA | NA | NA
1377 | 2022-08-01 | 3 | 2022-11-01 | 0 | 2022-11-01 | 0 | 2022-11-01 | 3 | 2023-02-01 | 1 | 2023-03-01 | 0 | 2023-03-01 | 0 | 2023-03-01 | 3 | 7 | See Lot Details | See Lot Details | See Lot Details | See Lot Details | See Lot Details | NA | NA | NA | NA | NA | NA | NA | NA | NA | NA | NA | NA | NA | NA | NA | NA | NA | NA | NA | NA | NA | NA | NA | NA | NA | NA | NA | NA | NA | NA | NA | NA | NA | NA | NA | NA | NA | NA | NA | NA | NA | NA | NA | NA | NA
1378 | 2020-07-01 | 4 | 2020-11-01 | 3 | 2021-02-01 | 9 | 2021-11-01 | 9 | 2022-08-01 | 3 | 2022-11-01 | 1 | 2022-12-01 | 3 | 2023-03-01 | 21 | 32 | TBD | TBD | TBD | TBD | TBD | TBD | TBD | TBD | TBD | TBD | TBD | TBD | TBD | TBD | TBD | TBD | TBD | TBD | TBD | TBD | TBD | TBD | TBD | TBD | TBD | TBD | TBD | TBD | TBD | TBD | TBD | TBD | TBD | TBD | TBD | TBD | TBD | TBD | TBD | TBD | TBD | TBD | TBD | TBD | TBD | TBD | TBD | TBD | TBD | TBD
1379 | 2023-03-01 | 0 | 2023-03-01 | 0 | 2023-03-01 | 0 | 2023-03-01 | 0 | 2023-03-01 | 0 | 2023-03-01 | 0 | 2023-03-01 | 0 | 2023-03-01 | 0 | 0 | TBD | TBD | TBD | TBD | TBD | TBD | TBD | TBD | TBD | TBD | TBD | TBD | TBD | TBD | TBD | TBD | TBD | TBD | TBD | TBD | TBD | TBD | TBD | TBD | TBD | TBD | TBD | TBD | TBD | TBD | TBD | TBD | TBD | TBD | TBD | TBD | TBD | TBD | TBD | TBD | TBD | TBD | TBD | TBD | TBD | TBD | TBD | TBD | TBD | TBD
1380 | 2023-03-01 | 0 | 2023-03-01 | 0 | 2023-03-01 | 0 | 2023-03-01 | 0 | 2023-03-01 | 0 | 2023-03-01 | 0 | 2023-03-01 | 0 | 2023-03-01 | 0 | 0 | TBD | TBD | TBD | TBD | TBD | TBD | TBD | TBD | TBD | TBD | TBD | TBD | TBD | TBD | TBD | TBD | TBD | TBD | TBD | TBD | TBD | TBD | TBD | TBD | TBD | TBD | TBD | TBD | TBD | TBD | TBD | TBD | TBD | TBD | TBD | TBD | TBD | TBD | TBD | TBD | TBD | TBD | TBD | TBD | TBD | TBD | TBD | TBD | TBD | TBD
1381 | 2023-03-01 | 0 | 2023-03-01 | 0 | 2023-03-01 | 0 | 2023-03-01 | 0 | 2023-03-01 | 0 | 2023-03-01 | 0 | 2023-03-01 | 0 | 2023-03-01 | 0 | 0 | TBD | TBD | TBD | TBD | TBD | TBD | TBD | TBD | TBD | TBD | TBD | TBD | TBD | TBD | TBD | TBD | TBD | TBD | TBD | TBD | TBD | TBD | TBD | TBD | TBD | TBD | TBD | TBD | TBD | TBD | TBD | TBD | TBD | TBD | TBD | TBD | TBD | TBD | TBD | TBD | TBD | TBD | TBD | TBD | TBD | TBD | TBD | TBD | TBD | TBD
1382 | 2023-03-01 | 0 | 2023-03-01 | 0 | 2023-03-01 | 0 | 2023-03-01 | 0 | 2023-03-01 | 0 | 2023-03-01 | 0 | 2023-03-01 | 0 | 2023-03-01 | 0 | 0 | TBD | TBD | TBD | TBD | TBD | TBD | TBD | TBD | TBD | TBD | TBD | TBD | TBD | TBD | TBD | TBD | TBD | TBD | TBD | TBD | TBD | TBD | TBD | TBD | TBD | TBD | TBD | TBD | TBD | TBD | TBD | TBD | TBD | TBD | TBD | TBD | TBD | TBD | TBD | TBD | TBD | TBD | TBD | TBD | TBD | TBD | TBD | TBD | TBD | TBD
1383 | 2023-03-01 | 0 | 2023-03-01 | 0 | 2023-03-01 | 0 | 2023-03-01 | 0 | 2023-03-01 | 0 | 2023-03-01 | 0 | 2023-03-01 | 0 | 2023-03-01 | 0 | 0 | TBD | TBD | TBD | TBD | TBD | TBD | TBD | TBD | TBD | TBD | TBD | TBD | TBD | TBD | TBD | TBD | TBD | TBD | TBD | TBD | TBD | TBD | TBD | TBD | TBD | TBD | TBD | TBD | TBD | TBD | TBD | TBD | TBD | TBD | TBD | TBD | TBD | TBD | TBD | TBD | TBD | TBD | TBD | TBD | TBD | TBD | TBD | TBD | TBD | TBD
1384 | 2023-03-01 | 0 | 2023-03-01 | 0 | 2023-03-01 | 0 | 2023-03-01 | 0 | 2023-03-01 | 0 | 2023-03-01 | 0 | 2023-03-01 | 0 | 2023-03-01 | 0 | 0 | TBD | TBD | TBD | TBD | TBD | TBD | TBD | TBD | TBD | TBD | TBD | TBD | TBD | TBD | TBD | TBD | TBD | TBD | TBD | TBD | TBD | TBD | TBD | TBD | TBD | TBD | TBD | TBD | TBD | TBD | TBD | TBD | TBD | TBD | TBD | TBD | TBD | TBD | TBD | TBD | TBD | TBD | TBD | TBD | TBD | TBD | TBD | TBD | TBD | TBD
1385 | 2023-03-01 | 0 | 2023-03-01 | 0 | 2023-03-01 | 0 | 2023-03-01 | 0 | 2023-03-01 | 0 | 2023-03-01 | 0 | 2023-03-01 | 0 | 2023-03-01 | 0 | 0 | TBD | TBD | TBD | TBD | TBD | TBD | TBD | TBD | TBD | TBD | TBD | TBD | TBD | TBD | TBD | TBD | TBD | TBD | TBD | TBD | TBD | TBD | TBD | TBD | TBD | TBD | TBD | TBD | TBD | TBD | TBD | TBD | TBD | TBD | TBD | TBD | TBD | TBD | TBD | TBD | TBD | TBD | TBD | TBD | TBD | TBD | TBD | TBD | TBD | TBD
1386 | 2023-03-01 | 0 | 2023-03-01 | 0 | 2023-03-01 | 0 | 2023-03-01 | 0 | 2023-03-01 | 0 | 2023-03-01 | 0 | 2023-03-01 | 0 | 2023-03-01 | 0 | 0 | TBD | TBD | TBD | TBD | TBD | TBD | TBD | TBD | TBD | TBD | TBD | TBD | TBD | TBD | TBD | TBD | TBD | TBD | TBD | TBD | TBD | TBD | TBD | TBD | TBD | TBD | TBD | TBD | TBD | TBD | TBD | TBD | TBD | TBD | TBD | TBD | TBD | TBD | TBD | TBD | TBD | TBD | TBD | TBD | TBD | TBD | TBD | TBD | TBD | TBD
1387 | 2023-03-01 | 0 | 2023-03-01 | 0 | 2023-03-01 | 0 | 2023-03-01 | 0 | 2023-03-01 | 0 | 2023-03-01 | 0 | 2023-03-01 | 0 | 2023-03-01 | 0 | 0 | TBD | TBD | TBD | TBD | TBD | TBD | TBD | TBD | TBD | TBD | TBD | TBD | TBD | TBD | TBD | TBD | TBD | TBD | TBD | TBD | TBD | TBD | TBD | TBD | TBD | TBD | TBD | TBD | TBD | TBD | TBD | TBD | TBD | TBD | TBD | TBD | TBD | TBD | TBD | TBD | TBD | TBD | TBD | TBD | TBD | TBD | TBD | TBD | TBD | TBD
1388 | 2023-03-01 | 0 | 2023-03-01 | 0 | 2023-03-01 | 0 | 2023-03-01 | 0 | 2023-03-01 | 0 | 2023-03-01 | 0 | 2023-03-01 | 0 | 2023-03-01 | 0 | 0 | TBD | TBD | TBD | TBD | TBD | TBD | TBD | TBD | TBD | TBD | TBD | TBD | TBD | TBD | TBD | TBD | TBD | TBD | TBD | TBD | TBD | TBD | TBD | TBD | TBD | TBD | TBD | TBD | TBD | TBD | TBD | TBD | TBD | TBD | TBD | TBD | TBD | TBD | TBD | TBD | TBD | TBD | TBD | TBD | TBD | TBD | TBD | TBD | TBD | TBD
1389 | 2023-03-01 | 0 | 2023-03-01 | 0 | 2023-03-01 | 0 | 2023-03-01 | 0 | 2023-03-01 | 0 | 2023-03-01 | 0 | 2023-03-01 | 0 | 2023-03-01 | 0 | 0 | TBD | TBD | TBD | TBD | TBD | TBD | TBD | TBD | TBD | TBD | TBD | TBD | TBD | TBD | TBD | TBD | TBD | TBD | TBD | TBD | TBD | TBD | TBD | TBD | TBD | TBD | TBD | TBD | TBD | TBD | TBD | TBD | TBD | TBD | TBD | TBD | TBD | TBD | TBD | TBD | TBD | TBD | TBD | TBD | TBD | TBD | TBD | TBD | TBD | TBD
1390 | 2023-03-01 | 0 | 2023-03-01 | 0 | 2023-03-01 | 0 | 2023-03-01 | 0 | 2023-03-01 | 0 | 2023-03-01 | 0 | 2023-03-01 | 0 | 2023-03-01 | 0 | 0 | TBD | TBD | TBD | TBD | TBD | TBD | TBD | TBD | TBD | TBD | TBD | TBD | TBD | TBD | TBD | TBD | TBD | TBD | TBD | TBD | TBD | TBD | TBD | TBD | TBD | TBD | TBD | TBD | TBD | TBD | TBD | TBD | TBD | TBD | TBD | TBD | TBD | TBD | TBD | TBD | TBD | TBD | TBD | TBD | TBD | TBD | TBD | TBD | TBD | TBD
1391 | 2023-03-01 | 0 | 2023-03-01 | 0 | 2023-03-01 | 0 | 2023-03-01 | 0 | 2023-03-01 | 0 | 2023-03-01 | 0 | 2023-03-01 | 0 | 2023-03-01 | 0 | 0 | TBD | TBD | TBD | TBD | TBD | TBD | TBD | TBD | TBD | TBD | TBD | TBD | TBD | TBD | TBD | TBD | TBD | TBD | TBD | TBD | TBD | TBD | TBD | TBD | TBD | TBD | TBD | TBD | TBD | TBD | TBD | TBD | TBD | TBD | TBD | TBD | TBD | TBD | TBD | TBD | TBD | TBD | TBD | TBD | TBD | TBD | TBD | TBD | TBD | TBD
1392 | 2023-03-01 | 0 | 2023-03-01 | 0 | 2023-03-01 | 0 | 2023-03-01 | 0 | 2023-03-01 | 0 | 2023-03-01 | 0 | 2023-03-01 | 0 | 2023-03-01 | 0 | 0 | TBD | TBD | TBD | TBD | TBD | TBD | TBD | TBD | TBD | TBD | TBD | TBD | TBD | TBD | TBD | TBD | TBD | TBD | TBD | TBD | TBD | TBD | TBD | TBD | TBD | TBD | TBD | TBD | TBD | TBD | TBD | TBD | TBD | TBD | TBD | TBD | TBD | TBD | TBD | TBD | TBD | TBD | TBD | TBD | TBD | TBD | TBD | TBD | TBD | TBD
1393 | 2023-03-01 | 0 | 2023-03-01 | 0 | 2023-03-01 | 0 | 2023-03-01 | 0 | 2023-03-01 | 0 | 2023-03-01 | 0 | 2023-03-01 | 0 | 2023-03-01 | 0 | 0 | TBD | TBD | TBD | TBD | TBD | TBD | TBD | TBD | TBD | TBD | TBD | TBD | TBD | TBD | TBD | TBD | TBD | TBD | TBD | TBD | TBD | TBD | TBD | TBD | TBD | TBD | TBD | TBD | TBD | TBD | TBD | TBD | TBD | TBD | TBD | TBD | TBD | TBD | TBD | TBD | TBD | TBD | TBD | TBD | TBD | TBD | TBD | TBD | TBD | TBD
1394 | 2023-03-01 | 0 | 2023-03-01 | 0 | 2023-03-01 | 0 | 2023-03-01 | 0 | 2023-03-01 | 0 | 2023-03-01 | 0 | 2023-03-01 | 0 | 2023-03-01 | 0 | 0 | TBD | TBD | TBD | TBD | TBD | TBD | TBD | TBD | TBD | TBD | TBD | TBD | TBD | TBD | TBD | TBD | TBD | TBD | TBD | TBD | TBD | TBD | TBD | TBD | TBD | TBD | TBD | TBD | TBD | TBD | TBD | TBD | TBD | TBD | TBD | TBD | TBD | TBD | TBD | TBD | TBD | TBD | TBD | TBD | TBD | TBD | TBD | TBD | TBD | TBD
1395 | 2023-03-01 | 0 | 2023-03-01 | 0 | 2023-03-01 | 0 | 2023-03-01 | 0 | 2023-03-01 | 0 | 2023-03-01 | 0 | 2023-03-01 | 0 | 2023-03-01 | 0 | 0 | TBD | TBD | TBD | TBD | TBD | TBD | TBD | TBD | TBD | TBD | TBD | TBD | TBD | TBD | TBD | TBD | TBD | TBD | TBD | TBD | TBD | TBD | TBD | TBD | TBD | TBD | TBD | TBD | TBD | TBD | TBD | TBD | TBD | TBD | TBD | TBD | TBD | TBD | TBD | TBD | TBD | TBD | TBD | TBD | TBD | TBD | TBD | TBD | TBD | TBD
1396 | 2023-03-01 | 0 | 2023-03-01 | 0 | 2023-03-01 | 0 | 2023-03-01 | 0 | 2023-03-01 | 0 | 2023-03-01 | 0 | 2023-03-01 | 0 | 2023-03-01 | 0 | 0 | TBD | TBD | TBD | TBD | TBD | TBD | TBD | TBD | TBD | TBD | TBD | TBD | TBD | TBD | TBD | TBD | TBD | TBD | TBD | TBD | TBD | TBD | TBD | TBD | TBD | TBD | TBD | TBD | TBD | TBD | TBD | TBD | TBD | TBD | TBD | TBD | TBD | TBD | TBD | TBD | TBD | TBD | TBD | TBD | TBD | TBD | TBD | TBD | TBD | TBD
1397 | 2023-03-01 | 0 | 2023-03-01 | 0 | 2023-03-01 | 0 | 2023-03-01 | 0 | 2023-03-01 | 0 | 2023-03-01 | 0 | 2023-03-01 | 0 | 2023-03-01 | 0 | 0 | TBD | TBD | TBD | TBD | TBD | TBD | TBD | TBD | TBD | TBD | TBD | TBD | TBD | TBD | TBD | TBD | TBD | TBD | TBD | TBD | TBD | TBD | TBD | TBD | TBD | TBD | TBD | TBD | TBD | TBD | TBD | TBD | TBD | TBD | TBD | TBD | TBD | TBD | TBD | TBD | TBD | TBD | TBD | TBD | TBD | TBD | TBD | TBD | TBD | TBD
1398 | 2023-03-01 | 0 | 2023-03-01 | 0 | 2023-03-01 | 0 | 2023-03-01 | 0 | 2023-03-01 | 0 | 2023-03-01 | 0 | 2023-03-01 | 0 | 2023-03-01 | 0 | 0 | TBD | TBD | TBD | TBD | TBD | TBD | TBD | TBD | TBD | TBD | TBD | TBD | TBD | TBD | TBD | TBD | TBD | TBD | TBD | TBD | TBD | TBD | TBD | TBD | TBD | TBD | TBD | TBD | TBD | TBD | TBD | TBD | TBD | TBD | TBD | TBD | TBD | TBD | TBD | TBD | TBD | TBD | TBD | TBD | TBD | TBD | TBD | TBD | TBD | TBD
1399 | 2023-03-01 | 0 | 2023-03-01 | 0 | 2023-03-01 | 0 | 2023-03-01 | 0 | 2023-03-01 | 0 | 2023-03-01 | 0 | 2023-03-01 | 0 | 2023-03-01 | 0 | 0 | TBD | TBD | TBD | TBD | TBD | TBD | TBD | TBD | TBD | TBD | TBD | TBD | TBD | TBD | TBD | TBD | TBD | TBD | TBD | TBD | TBD | TBD | TBD | TBD | TBD | TBD | TBD | TBD | TBD | TBD | TBD | TBD | TBD | TBD | TBD | TBD | TBD | TBD | TBD | TBD | TBD | TBD | TBD | TBD | TBD | TBD | TBD | TBD | TBD | TBD
1400 | 2023-03-01 | 0 | 2023-03-01 | 0 | 2023-03-01 | 0 | 2023-03-01 | 0 | 2023-03-01 | 0 | 2023-03-01 | 0 | 2023-03-01 | 0 | 2023-03-01 | 0 | 0 | TBD | TBD | TBD | TBD | TBD | TBD | TBD | TBD | TBD | TBD | TBD | TBD | TBD | TBD | TBD | TBD | TBD | TBD | TBD | TBD | TBD | TBD | TBD | TBD | TBD | TBD | TBD | TBD | TBD | TBD | TBD | TBD | TBD | TBD | TBD | TBD | TBD | TBD | TBD | TBD | TBD | TBD | TBD | TBD | TBD | TBD | TBD | TBD | TBD | TBD
1401 | 2023-03-01 | 0 | 2023-03-01 | 0 | 2023-03-01 | 0 | 2023-03-01 | 0 | 2023-03-01 | 0 | 2023-03-01 | 0 | 2023-03-01 | 0 | 2023-03-01 | 0 | 0 | TBD | TBD | TBD | TBD | TBD | TBD | TBD | TBD | TBD | TBD | TBD | TBD | TBD | TBD | TBD | TBD | TBD | TBD | TBD | TBD | TBD | TBD | TBD | TBD | TBD | TBD | TBD | TBD | TBD | TBD | TBD | TBD | TBD | TBD | TBD | TBD | TBD | TBD | TBD | TBD | TBD | TBD | TBD | TBD | TBD | TBD | TBD | TBD | TBD | TBD
1402 | 2023-03-01 | 0 | 2023-03-01 | 0 | 2023-03-01 | 0 | 2023-03-01 | 0 | 2023-03-01 | 0 | 2023-03-01 | 0 | 2023-03-01 | 0 | 2023-03-01 | 0 | 0 | TBD | TBD | TBD | TBD | TBD | TBD | TBD | TBD | TBD | TBD | TBD | TBD | TBD | TBD | TBD | TBD | TBD | TBD | TBD | TBD | TBD | TBD | TBD | TBD | TBD | TBD | TBD | TBD | TBD | TBD | TBD | TBD | TBD | TBD | TBD | TBD | TBD | TBD | TBD | TBD | TBD | TBD | TBD | TBD | TBD | TBD | TBD | TBD | TBD | TBD
1403 | 2023-03-01 | 0 | 2023-03-01 | 0 | 2023-03-01 | 0 | 2023-03-01 | 0 | 2023-03-01 | 0 | 2023-03-01 | 0 | 2023-03-01 | 0 | 2023-03-01 | 0 | 0 | TBD | TBD | TBD | TBD | TBD | TBD | TBD | TBD | TBD | TBD | TBD | TBD | TBD | TBD | TBD | TBD | TBD | TBD | TBD | TBD | TBD | TBD | TBD | TBD | TBD | TBD | TBD | TBD | TBD | TBD | TBD | TBD | TBD | TBD | TBD | TBD | TBD | TBD | TBD | TBD | TBD | TBD | TBD | TBD | TBD | TBD | TBD | TBD | TBD | TBD
1404 | 2023-03-01 | 0 | 2023-03-01 | 0 | 2023-03-01 | 0 | 2023-03-01 | 0 | 2023-03-01 | 0 | 2023-03-01 | 0 | 2023-03-01 | 0 | 2023-03-01 | 0 | 0 | TBD | TBD | TBD | TBD | TBD | TBD | TBD | TBD | TBD | TBD | TBD | TBD | TBD | TBD | TBD | TBD | TBD | TBD | TBD | TBD | TBD | TBD | TBD | TBD | TBD | TBD | TBD | TBD | TBD | TBD | TBD | TBD | TBD | TBD | TBD | TBD | TBD | TBD | TBD | TBD | TBD | TBD | TBD | TBD | TBD | TBD | TBD | TBD | TBD | TBD
1405 | 2023-03-01 | 0 | 2023-03-01 | 0 | 2023-03-01 | 0 | 2023-03-01 | 0 | 2023-03-01 | 0 | 2023-03-01 | 0 | 2023-03-01 | 0 | 2023-03-01 | 0 | 0 | TBD | TBD | TBD | TBD | TBD | TBD | TBD | TBD | TBD | TBD | TBD | TBD | TBD | TBD | TBD | TBD | TBD | TBD | TBD | TBD | TBD | TBD | TBD | TBD | TBD | TBD | TBD | TBD | TBD | TBD | TBD | TBD | TBD | TBD | TBD | TBD | TBD | TBD | TBD | TBD | TBD | TBD | TBD | TBD | TBD | TBD | TBD | TBD | TBD | TBD
1406 | 2023-03-01 | 0 | 2023-03-01 | 0 | 2023-03-01 | 0 | 2023-03-01 | 0 | 2023-03-01 | 0 | 2023-03-01 | 0 | 2023-03-01 | 0 | 2023-03-01 | 0 | 0 | TBD | TBD | TBD | TBD | TBD | TBD | TBD | TBD | TBD | TBD | TBD | TBD | TBD | TBD | TBD | TBD | TBD | TBD | TBD | TBD | TBD | TBD | TBD | TBD | TBD | TBD | TBD | TBD | TBD | TBD | TBD | TBD | TBD | TBD | TBD | TBD | TBD | TBD | TBD | TBD | TBD | TBD | TBD | TBD | TBD | TBD | TBD | TBD | TBD | TBD
1407 | 2023-03-01 | 0 | 2023-03-01 | 0 | 2023-03-01 | 0 | 2023-03-01 | 0 | 2023-03-01 | 0 | 2023-03-01 | 0 | 2023-03-01 | 0 | 2023-03-01 | 0 | 0 | TBD | TBD | TBD | TBD | TBD | TBD | TBD | TBD | TBD | TBD | TBD | TBD | TBD | TBD | TBD | TBD | TBD | TBD | TBD | TBD | TBD | TBD | TBD | TBD | TBD | TBD | TBD | TBD | TBD | TBD | TBD | TBD | TBD | TBD | TBD | TBD | TBD | TBD | TBD | TBD | TBD | TBD | TBD | TBD | TBD | TBD | TBD | TBD | TBD | TBD
1408 | 2023-03-01 | 0 | 2023-03-01 | 0 | 2023-03-01 | 0 | 2023-03-01 | 0 | 2023-03-01 | 0 | 2023-03-01 | 0 | 2023-03-01 | 0 | 2023-03-01 | 0 | 0 | TBD | TBD | TBD | TBD | TBD | TBD | TBD | TBD | TBD | TBD | TBD | TBD | TBD | TBD | TBD | TBD | TBD | TBD | TBD | TBD | TBD | TBD | TBD | TBD | TBD | TBD | TBD | TBD | TBD | TBD | TBD | TBD | TBD | TBD | TBD | TBD | TBD | TBD | TBD | TBD | TBD | TBD | TBD | TBD | TBD | TBD | TBD | TBD | TBD | TBD
1409 | 2023-03-01 | 0 | 2023-03-01 | 0 | 2023-03-01 | 0 | 2023-03-01 | 0 | 2023-03-01 | 0 | 2023-03-01 | 0 | 2023-03-01 | 0 | 2023-03-01 | 0 | 0 | TBD | TBD | TBD | TBD | TBD | TBD | TBD | TBD | TBD | TBD | TBD | TBD | TBD | TBD | TBD | TBD | TBD | TBD | TBD | TBD | TBD | TBD | TBD | TBD | TBD | TBD | TBD | TBD | TBD | TBD | TBD | TBD | TBD | TBD | TBD | TBD | TBD | TBD | TBD | TBD | TBD | TBD | TBD | TBD | TBD | TBD | TBD | TBD | TBD | TBD
1410 | 2023-03-01 | 0 | 2023-03-01 | 0 | 2023-03-01 | 0 | 2023-03-01 | 0 | 2023-03-01 | 0 | 2023-03-01 | 0 | 2023-03-01 | 0 | 2023-03-01 | 0 | 0 | TBD | TBD | TBD | TBD | TBD | TBD | TBD | TBD | TBD | TBD | TBD | TBD | TBD | TBD | TBD | TBD | TBD | TBD | TBD | TBD | TBD | TBD | TBD | TBD | TBD | TBD | TBD | TBD | TBD | TBD | TBD | TBD | TBD | TBD | TBD | TBD | TBD | TBD | TBD | TBD | TBD | TBD | TBD | TBD | TBD | TBD | TBD | TBD | TBD | TBD
1411 | 2023-03-01 | 0 | 2023-03-01 | 0 | 2023-03-01 | 0 | 2023-03-01 | 0 | 2023-03-01 | 0 | 2023-03-01 | 0 | 2023-03-01 | 0 | 2023-03-01 | 0 | 0 | TBD | TBD | TBD | TBD | TBD | TBD | TBD | TBD | TBD | TBD | TBD | TBD | TBD | TBD | TBD | TBD | TBD | TBD | TBD | TBD | TBD | TBD | TBD | TBD | TBD | TBD | TBD | TBD | TBD | TBD | TBD | TBD | TBD | TBD | TBD | TBD | TBD | TBD | TBD | TBD | TBD | TBD | TBD | TBD | TBD | TBD | TBD | TBD | TBD | TBD
1412 | 2023-03-01 | 0 | 2023-03-01 | 0 | 2023-03-01 | 0 | 2023-03-01 | 0 | 2023-03-01 | 0 | 2023-03-01 | 0 | 2023-03-01 | 0 | 2023-03-01 | 0 | 0 | TBD | TBD | TBD | TBD | TBD | TBD | TBD | TBD | TBD | TBD | TBD | TBD | TBD | TBD | TBD | TBD | TBD | TBD | TBD | TBD | TBD | TBD | TBD | TBD | TBD | TBD | TBD | TBD | TBD | TBD | TBD | TBD | TBD | TBD | TBD | TBD | TBD | TBD | TBD | TBD | TBD | TBD | TBD | TBD | TBD | TBD | TBD | TBD | TBD | TBD
1413 | 2023-03-01 | 0 | 2023-03-01 | 0 | 2023-03-01 | 0 | 2023-03-01 | 0 | 2023-03-01 | 0 | 2023-03-01 | 0 | 2023-03-01 | 0 | 2023-03-01 | 0 | 0 | TBD | TBD | TBD | TBD | TBD | TBD | TBD | TBD | TBD | TBD | TBD | TBD | TBD | TBD | TBD | TBD | TBD | TBD | TBD | TBD | TBD | TBD | TBD | TBD | TBD | TBD | TBD | TBD | TBD | TBD | TBD | TBD | TBD | TBD | TBD | TBD | TBD | TBD | TBD | TBD | TBD | TBD | TBD | TBD | TBD | TBD | TBD | TBD | TBD | TBD
1414 | 2023-03-01 | 0 | 2023-03-01 | 0 | 2023-03-01 | 0 | 2023-03-01 | 0 | 2023-03-01 | 0 | 2023-03-01 | 0 | 2023-03-01 | 0 | 2023-03-01 | 0 | 0 | TBD | TBD | TBD | TBD | TBD | TBD | TBD | TBD | TBD | TBD | TBD | TBD | TBD | TBD | TBD | TBD | TBD | TBD | TBD | TBD | TBD | TBD | TBD | TBD | TBD | TBD | TBD | TBD | TBD | TBD | TBD | TBD | TBD | TBD | TBD | TBD | TBD | TBD | TBD | TBD | TBD | TBD | TBD | TBD | TBD | TBD | TBD | TBD | TBD | TBD
1415 | 2023-03-01 | 0 | 2023-03-01 | 0 | 2023-03-01 | 0 | 2023-03-01 | 0 | 2023-03-01 | 0 | 2023-03-01 | 0 | 2023-03-01 | 0 | 2023-03-01 | 0 | 0 | TBD | TBD | TBD | TBD | TBD | TBD | TBD | TBD | TBD | TBD | TBD | TBD | TBD | TBD | TBD | TBD | TBD | TBD | TBD | TBD | TBD | TBD | TBD | TBD | TBD | TBD | TBD | TBD | TBD | TBD | TBD | TBD | TBD | TBD | TBD | TBD | TBD | TBD | TBD | TBD | TBD | TBD | TBD | TBD | TBD | TBD | TBD | TBD | TBD | TBD
1416 | 2023-03-01 | 0 | 2023-03-01 | 0 | 2023-03-01 | 0 | 2023-03-01 | 0 | 2023-03-01 | 0 | 2023-03-01 | 0 | 2023-03-01 | 0 | 2023-03-01 | 0 | 0 | TBD | TBD | TBD | TBD | TBD | TBD | TBD | TBD | TBD | TBD | TBD | TBD | TBD | TBD | TBD | TBD | TBD | TBD | TBD | TBD | TBD | TBD | TBD | TBD | TBD | TBD | TBD | TBD | TBD | TBD | TBD | TBD | TBD | TBD | TBD | TBD | TBD | TBD | TBD | TBD | TBD | TBD | TBD | TBD | TBD | TBD | TBD | TBD | TBD | TBD
1417 | 2023-03-01 | 0 | 2023-03-01 | 0 | 2023-03-01 | 0 | 2023-03-01 | 0 | 2023-03-01 | 0 | 2023-03-01 | 0 | 2023-03-01 | 0 | 2023-03-01 | 0 | 0 | TBD | TBD | TBD | TBD | TBD | TBD | TBD | TBD | TBD | TBD | TBD | TBD | TBD | TBD | TBD | TBD | TBD | TBD | TBD | TBD | TBD | TBD | TBD | TBD | TBD | TBD | TBD | TBD | TBD | TBD | TBD | TBD | TBD | TBD | TBD | TBD | TBD | TBD | TBD | TBD | TBD | TBD | TBD | TBD | TBD | TBD | TBD | TBD | TBD | TBD
1418 | 2023-03-01 | 0 | 2023-03-01 | 0 | 2023-03-01 | 0 | 2023-03-01 | 0 | 2023-03-01 | 0 | 2023-03-01 | 0 | 2023-03-01 | 0 | 2023-03-01 | 0 | 0 | TBD | TBD | TBD | TBD | TBD | TBD | TBD | TBD | TBD | TBD | TBD | TBD | TBD | TBD | TBD | TBD | TBD | TBD | TBD | TBD | TBD | TBD | TBD | TBD | TBD | TBD | TBD | TBD | TBD | TBD | TBD | TBD | TBD | TBD | TBD | TBD | TBD | TBD | TBD | TBD | TBD | TBD | TBD | TBD | TBD | TBD | TBD | TBD | TBD | TBD
1419 | 2030-01-01 | 0 | 2030-01-01 | 0 | 2030-01-01 | 0 | 2030-01-01 | 0 | 2030-01-01 | 0 | 2030-01-01 | 0 | 2030-01-01 | 0 | 2030-01-01 | 0 | 0 | TBD | TBD | TBD | TBD | TBD | TBD | TBD | TBD | TBD | TBD | TBD | TBD | TBD | TBD | TBD | TBD | TBD | TBD | TBD | TBD | TBD | TBD | TBD | TBD | TBD | TBD | TBD | TBD | TBD | TBD | TBD | TBD | TBD | TBD | TBD | TBD | TBD | TBD | TBD | TBD | TBD | TBD | TBD | TBD | TBD | TBD | TBD | TBD | TBD | TBD
1420 | 2030-01-01 | 0 | 2030-01-01 | 0 | 2030-01-01 | 0 | 2030-01-01 | 0 | 2030-01-01 | 0 | 2030-01-01 | 0 | 2030-01-01 | 0 | 2030-01-01 | 0 | 0 | TBD | TBD | TBD | TBD | TBD | TBD | TBD | TBD | TBD | TBD | TBD | TBD | TBD | TBD | TBD | TBD | TBD | TBD | TBD | TBD | TBD | TBD | TBD | TBD | TBD | TBD | TBD | TBD | TBD | TBD | TBD | TBD | TBD | TBD | TBD | TBD | TBD | TBD | TBD | TBD | TBD | TBD | TBD | TBD | TBD | TBD | TBD | TBD | TBD | TBD
1421 | 2030-01-01 | 0 | 2030-01-01 | 0 | 2030-01-01 | 0 | 2030-01-01 | 0 | 2030-01-01 | 0 | 2030-01-01 | 0 | 2030-01-01 | 0 | 2030-01-01 | 0 | 0 | TBD | TBD | TBD | TBD | TBD | TBD | TBD | TBD | TBD | TBD | TBD | TBD | TBD | TBD | TBD | TBD | TBD | TBD | TBD | TBD | TBD | TBD | TBD | TBD | TBD | TBD | TBD | TBD | TBD | TBD | TBD | TBD | TBD | TBD | TBD | TBD | TBD | TBD | TBD | TBD | TBD | TBD | TBD | TBD | TBD | TBD | TBD | TBD | TBD | TBD
1422 |  | TBD |  | TBD |  | TBD |  | TBD |  | TBD |  | TBD |  | TBD | 2023-03-01 |  |  | TBD | TBD | TBD | TBD | TBD | TBD | TBD | TBD | TBD | TBD | TBD | TBD | TBD | TBD | TBD | TBD | TBD | TBD | TBD | TBD | TBD | TBD | TBD | TBD | TBD | TBD | TBD | TBD | TBD | TBD | TBD | TBD | TBD | TBD | TBD | TBD | TBD | TBD | TBD | TBD | TBD | TBD | TBD | TBD | TBD | TBD | TBD | TBD | TBD | TBD
1423 |  | TBD |  | TBD |  | 0 |  | TBD |  | TBD |  | TBD |  | TBD | 2023-03-01 |  |  | TBD | TBD | TBD | TBD | TBD | TBD | TBD | TBD | TBD | TBD | TBD | TBD | TBD | TBD | TBD | TBD | TBD | TBD | TBD | TBD | TBD | TBD | TBD | TBD | TBD | TBD | TBD | TBD | TBD | TBD | TBD | TBD | TBD | TBD | TBD | TBD | TBD | TBD | TBD | TBD | TBD | TBD | TBD | TBD | TBD | TBD | TBD | TBD | TBD | TBD
1424 |  | TBD |  | TBD |  | 0 |  | TBD |  | TBD |  | TBD |  | TBD | 2023-03-01 |  |  | TBD | TBD | TBD | TBD | TBD | NA | NA | NA | NA | NA | NA | NA | NA | NA | NA | NA | NA | NA | NA | NA | NA | NA | NA | NA | NA | NA | NA | NA | NA | NA | NA | NA | NA | NA | NA | NA | NA | NA | NA | NA | NA | NA | NA | NA | NA | NA | NA | NA | NA | NA
1425 |  | TBD |  | TBD |  | 0 |  | TBD |  | TBD |  | TBD |  | TBD | 2023-03-01 |  |  | TBD | TBD | TBD | TBD | TBD | NA | NA | NA | NA | NA | NA | NA | NA | NA | NA | NA | NA | NA | NA | NA | NA | NA | NA | NA | NA | NA | NA | NA | NA | NA | NA | NA | NA | NA | NA | NA | NA | NA | NA | NA | NA | NA | NA | NA | NA | NA | NA | NA | NA | NA
1426 |  | TBD |  | TBD |  | TBD |  | TBD |  | TBD |  | TBD |  | TBD | 2023-03-01 |  |  | TBD | TBD | TBD | TBD | TBD | NA | NA | NA | NA | NA | NA | NA | NA | NA | NA | NA | NA | NA | NA | NA | NA | NA | NA | NA | NA | NA | NA | NA | NA | NA | NA | NA | NA | NA | NA | NA | NA | NA | NA | NA | NA | NA | NA | NA | NA | NA | NA | NA | NA | NA
1427 |  | TBD |  | TBD |  | 0 |  | TBD |  | TBD |  | TBD |  | TBD | 2023-03-01 |  |  | TBD | TBD | TBD | TBD | TBD | NA | NA | NA | NA | NA | NA | NA | NA | NA | NA | NA | NA | NA | NA | NA | NA | NA | NA | NA | NA | NA | NA | NA | NA | NA | NA | NA | NA | NA | NA | NA | NA | NA | NA | NA | NA | NA | NA | NA | NA | NA | NA | NA | NA | NA
1429 |  | TBD |  | TBD |  | 0 |  | TBD |  | TBD |  | TBD |  | TBD | 2023-03-01 |  |  | TBD | TBD | TBD | TBD | TBD | NA | NA | NA | NA | NA | NA | NA | NA | NA | NA | NA | NA | NA | NA | NA | NA | NA | NA | NA | NA | NA | NA | NA | NA | NA | NA | NA | NA | NA | NA | NA | NA | NA | NA | NA | NA | NA | NA | NA | NA | NA | NA | NA | NA | NA
1430 |  | TBD |  | TBD |  | 0 |  | TBD |  | TBD |  | TBD |  | TBD | 2023-03-01 |  |  | TBD | TBD | TBD | TBD | TBD | NA | NA | NA | NA | NA | NA | NA | NA | NA | NA | NA | NA | NA | NA | NA | NA | NA | NA | NA | NA | NA | NA | NA | NA | NA | NA | NA | NA | NA | NA | NA | NA | NA | NA | NA | NA | NA | NA | NA | NA | NA | NA | NA | NA | NA
1431 |  | TBD |  | TBD |  | 0 |  | TBD |  | TBD |  | TBD |  | TBD | 2023-03-01 |  |  | TBD | TBD | TBD | TBD | TBD | NA | NA | NA | NA | NA | NA | NA | NA | NA | NA | NA | NA | NA | NA | NA | NA | NA | NA | NA | NA | NA | NA | NA | NA | NA | NA | NA | NA | NA | NA | NA | NA | NA | NA | NA | NA | NA | NA | NA | NA | NA | NA | NA | NA | NA
1433 |  | TBD |  | TBD |  | 0 |  | TBD |  | TBD |  | TBD |  | TBD | 2023-03-01 |  |  | TBD | TBD | TBD | TBD | TBD | NA | NA | NA | NA | NA | NA | NA | NA | NA | NA | NA | NA | NA | NA | NA | NA | NA | NA | NA | NA | NA | NA | NA | NA | NA | NA | NA | NA | NA | NA | NA | NA | NA | NA | NA | NA | NA | NA | NA | NA | NA | NA | NA | NA | NA
1434 |  | TBD |  | TBD |  | TBD |  | TBD |  | TBD |  | TBD |  | TBD |  |  |  | TBD | TBD | TBD | TBD | TBD | NA | NA | NA | NA | NA | NA | NA | NA | NA | NA | NA | NA | NA | NA | NA | NA | NA | NA | NA | NA | NA | NA | NA | NA | NA | NA | NA | NA | NA | NA | NA | NA | NA | NA | NA | NA | NA | NA | NA | NA | NA | NA | NA | NA | NA
1435 |  | TBD |  | TBD |  | TBD |  | TBD |  | TBD |  | TBD |  | TBD |  |  |  | TBD | TBD | TBD | TBD | TBD | TBD | TBD | TBD | TBD | TBD | TBD | TBD | TBD | TBD | TBD | TBD | TBD | TBD | TBD | TBD | TBD | TBD | TBD | TBD | TBD | TBD | TBD | TBD | TBD | TBD | TBD | TBD | TBD | TBD | TBD | TBD | TBD | TBD | TBD | TBD | TBD | TBD | TBD | TBD | TBD | TBD | TBD | TBD | TBD | TBD
1436 |  | TBD |  | TBD |  | TBD |  | TBD |  | TBD |  | TBD |  | TBD |  |  |  | TBD | TBD | TBD | TBD | TBD | TBD | TBD | TBD | TBD | TBD | TBD | TBD | TBD | TBD | TBD | TBD | TBD | TBD | TBD | TBD | TBD | TBD | TBD | TBD | TBD | TBD | TBD | TBD | TBD | TBD | TBD | TBD | TBD | TBD | TBD | TBD | TBD | TBD | TBD | TBD | TBD | TBD | TBD | TBD | TBD | TBD | TBD | TBD | TBD | TBD
1437 |  | TBD |  | TBD |  | TBD |  | TBD |  | TBD |  | TBD |  | TBD |  |  |  | TBD | TBD | TBD | TBD | TBD | TBD | TBD | TBD | TBD | TBD | TBD | TBD | TBD | TBD | TBD | TBD | TBD | TBD | TBD | TBD | TBD | TBD | TBD | TBD | TBD | TBD | TBD | TBD | TBD | TBD | TBD | TBD | TBD | TBD | TBD | TBD | TBD | TBD | TBD | TBD | TBD | TBD | TBD | TBD | TBD | TBD | TBD | TBD | TBD | TBD